## Tabelle1
WindFlow 33/500 - Stock List
Product Code | Location | Available Qty | Physical Qty | Physical Stock Value | BIN Ref | Product Category | Product Desc |  | Base Price | Product ID# | SPV
WFAN01 | Bathgate | 0 | 0 | 0 |  | Anemometer (WF-CWE) | Anemometer Box Gasket |  | £3.50 | 5-2004 | WUK
WFAN01 | BA-IN | 0 | 0 | 0 |  | Anemometer (WF-CWE) | Anemometer Box Gasket |  | £3.50 | 5-2004 | WUK
WFAN02 | Bathgate | 3 | 3 | 1517.4 |  | Anemometer (WF-CWE) | Vector A100M Anemometer with 3m cable - ROTABLE |  | £505.80 | 5-2002R | WUK
WFAN02 | HA-SKA | 1 | 1 | 505.8 |  | Anemometer (WF-CWE) | Vector A100M Anemometer with 3m cable - ROTABLE |  | £505.80 | 5-2002R | WUK
WFAN02 | THREE60 | 1 | 1 | 505.8 |  | Anemometer (WF-CWE) | Vector A100M Anemometer with 3m cable - ROTABLE |  | £505.80 | 5-2002R | WUK
WFAN02 | BA-IN | 0 | 0 | 0 |  | Anemometer (WF-CWE) | Vector A100M Anemometer with 3m cable - ROTABLE |  | £505.80 | 5-2002R | WUK
WFAN03 | Bathgate | 3 | 3 | 702 |  | Anemometer (WF-CWE) | Vector A100M Anemometer with 3m cable - ROTABLE - Refurbished | . | £234.00 | WIN-0008 | WUK
WFAN03 | BA-IN | 0 | 0 | 0 |  | Anemometer (WF-CWE) | Vector A100M Anemometer with 3m cable - ROTABLE - Refurbished | . | £234.00 | WIN-0008 | WUK
WFAN04 | Bathgate | 1 | 1 | 949.2 |  | Anemometer (WF-CWE) | Vector W200P Windvane with 3m cable - ROTABLE |  | £949.20 | 5-2011R | WUK
WFAN04 | HA-SKA | 0 | 0 | 0 |  | Anemometer (WF-CWE) | Vector W200P Windvane with 3m cable - ROTABLE |  | £949.20 | 5-2011R | WUK
WFAN04 | THREE60 | 1 | 1 | 949.2 |  | Anemometer (WF-CWE) | Vector W200P Windvane with 3m cable - ROTABLE |  | £949.20 | 5-2011R | WUK
WFAN04 | BA-IN | 0 | 0 | 0 |  | Anemometer (WF-CWE) | Vector W200P Windvane with 3m cable - ROTABLE |  | £949.20 | 5-2011R | WUK
WFAN04 | NV67 GZS | 1 | 1 | 949.2 |  | Anemometer (WF-CWE) | Vector W200P Windvane with 3m cable - ROTABLE |  | £949.20 | 5-2011R | WUK
WFAN05 | Bathgate | 2 | 2 | 319.2 |  | Anemometer (WF-CWE) | Vector W200P Windvane with 3m cable - ROTABLE - Refurbished | . | £159.60 | WIN-0009 | WUK
WFAN05 | BA-IN | 0 | 0 | 0 |  | Anemometer (WF-CWE) | Vector W200P Windvane with 3m cable - ROTABLE - Refurbished | . | £159.60 | WIN-0009 | WUK
WFAN06 | Bathgate | 2 | 2 | 787.72 |  | Anemometer (WF-CWE) | Wind Sensor Line Driver CB Assy-05631BM (50m/s version) |  | £393.86 | 520-000091 | WUK
WFAN06 | HA-SKA | 1 | 1 | 393.86 |  | Anemometer (WF-CWE) | Wind Sensor Line Driver CB Assy-05631BM (50m/s version) |  | £393.86 | 520-000091 | WUK
WFAN06 | THREE60 | 1 | 1 | 393.86 |  | Anemometer (WF-CWE) | Wind Sensor Line Driver CB Assy-05631BM (50m/s version) |  | £393.86 | 520-000091 | WUK
WFAN06 | BA-IN | 0 | 0 | 0 |  | Anemometer (WF-CWE) | Wind Sensor Line Driver CB Assy-05631BM (50m/s version) |  | £393.86 | 520-000091 | WUK
WFAN07 | HA-SKA | 1 | 1 | 1045.9 |  | Anemometer (WF-CWE) | Youngs Wind Monitor-JR MA (Windflow) 0-100m/s 6.8pulse/m 10kOhm 15V - NEW | . | £1,045.90 | WIN-0028 | WUK
WFAN07 | THREE60 | 1 | 1 | 1045.9 |  | Anemometer (WF-CWE) | Youngs Wind Monitor-JR MA (Windflow) 0-100m/s 6.8pulse/m 10kOhm 15V - NEW | . | £1,045.90 | WIN-0028 | WUK
WFAN08 | Bathgate | 1 | 1 | 816 |  | Anemometer (WF-CWE) | Youngs Wind Monitor-JR MA (Windflow) 0-100m/s 6.8pulse/m 10kOhm 15V - REFURBISHED | . | £816.00 | 520-000090 | WUK
WFAN08 | HA-SKA | 1 | 1 | 816 |  | Anemometer (WF-CWE) | Youngs Wind Monitor-JR MA (Windflow) 0-100m/s 6.8pulse/m 10kOhm 15V - REFURBISHED | . | £816.00 | 520-000090 | WUK
WFAN08 | BA-IN | 0 | 0 | 0 |  | Anemometer (WF-CWE) | Youngs Wind Monitor-JR MA (Windflow) 0-100m/s 6.8pulse/m 10kOhm 15V - REFURBISHED | . | £816.00 | 520-000090 | WUK
WFAN08 | NX65 UVY | 0 | 0 | 0 |  | Anemometer (WF-CWE) | Youngs Wind Monitor-JR MA (Windflow) 0-100m/s 6.8pulse/m 10kOhm 15V - REFURBISHED | . | £816.00 | 520-000090 | WUK
WFBR01 | Bathgate | 4 | 4 | 7.28 |  | Brakes (WF-CWE) | Auxiliary Yaw Brake Lock Washer |  | £1.82 | 594-000094 | WUK
WFBR01 | BA-IN | 0 | 0 | 0 |  | Brakes (WF-CWE) | Auxiliary Yaw Brake Lock Washer |  | £1.82 | 594-000094 | WUK
WFBR02 | Bathgate | 1 | 1 | 1619.35 |  | Brakes (WF-CWE) | Brake Caliper NHC-947 Esp=30mm GS DD+CSA |  | £1,619.35 | 5-0800 | WUK
WFBR02 | BA-IN | 0 | 0 | 0 |  | Brakes (WF-CWE) | Brake Caliper NHC-947 Esp=30mm GS DD+CSA |  | £1,619.35 | 5-0800 | WUK
WFBR03 | Bathgate | 3 | 3 | 1170 |  | Brakes (WF-CWE) | Brake Pads, Pair Sintermetal |  | £390.00 | 5-0801 | WUK
WFBR03 | HA-SKA | 1 | 1 | 390 |  | Brakes (WF-CWE) | Brake Pads, Pair Sintermetal |  | £390.00 | 5-0801 | WUK
WFBR03 | THREE60 | 3 | 3 | 1170 |  | Brakes (WF-CWE) | Brake Pads, Pair Sintermetal |  | £390.00 | 5-0801 | WUK
WFBR03 | BA-IN | 0 | 0 | 0 |  | Brakes (WF-CWE) | Brake Pads, Pair Sintermetal |  | £390.00 | 5-0801 | WUK
WFBR04 | Bathgate | 1 | 1 | 464.65 |  | Brakes (WF-CWE) | Brake, Antec Base Plate |  | £464.65 | 508-000002 | WUK
WFBR04 | BA-IN | 0 | 0 | 0 |  | Brakes (WF-CWE) | Brake, Antec Base Plate |  | £464.65 | 508-000002 | WUK
WFBR05 | Bathgate | 4 | 4 | 5480.96 |  | Brakes (WF-CWE) | Brake, Hydraulic |  | £1,370.24 | 510-000110 | WUK
WFBR05 | BA-IN | 0 | 0 | 0 |  | Brakes (WF-CWE) | Brake, Hydraulic |  | £1,370.24 | 510-000110 | WUK
WFCM01 | Bathgate | 5 | 5 | 111.15 |  | Condition Monitor (WF-CWE) | Limit Switch, Sealed Plunger |  | £22.23 | 5-9566 | WUK
WFCM01 | BA-IN | 0 | 0 | 0 |  | Condition Monitor (WF-CWE) | Limit Switch, Sealed Plunger |  | £22.23 | 5-9566 | WUK
WFCO01 | Bathgate | 2 | 2 | 1030 |  | Comms (WF-CWE) | Entry-level Managed Industrial Ethernet Switch with 6 10/100BaseT(X) ports, 2 multi mode 100BaseFX ports, SC connector, 0 to 60C | . | £515.00 | WIN-0002 | WUK
WFCO01 | BA-IN | 0 | 0 | 0 |  | Comms (WF-CWE) | Entry-level Managed Industrial Ethernet Switch with 6 10/100BaseT(X) ports, 2 multi mode 100BaseFX ports, SC connector, 0 to 60C | . | £515.00 | WIN-0002 | WUK
WFCO02 | Bathgate | 1 | 1 | 72.87 |  | Comms (WF-CWE) | Ethernet Router, 10-port Gbit, OpenVPN, WOL, NZ plug | . | £72.87 | 538-000003 | WUK
WFCO02 | BA-IN | 0 | 0 | 0 |  | Comms (WF-CWE) | Ethernet Router, 10-port Gbit, OpenVPN, WOL, NZ plug | . | £72.87 | 538-000003 | WUK
WFCO03 | Bathgate | 2 | 2 | 115.8 |  | Comms (WF-CWE) | Ethernet Router, 5-port Gbit, OpenVPN, WOL, NZ plug | . | £57.90 | 538-000002 | WUK
WFCO03 | BA-IN | 0 | 0 | 0 |  | Comms (WF-CWE) | Ethernet Router, 5-port Gbit, OpenVPN, WOL, NZ plug | . | £57.90 | 538-000002 | WUK
WFCO04 | Bathgate | 1 | 1 | 76.41 |  | Comms (WF-CWE) | Ethernet Switch, 5-way 24Vdc 100BaseT DIN mount | . | £76.41 | 515-000145 | WUK
WFCO04 | BA-IN | 0 | 0 | 0 |  | Comms (WF-CWE) | Ethernet Switch, 5-way 24Vdc 100BaseT DIN mount | . | £76.41 | 515-000145 | WUK
WFEL01 | Bathgate | 1 | 1 | 429.81 |  | Electrical (WF-CWE) | 49527 / 36KV VCB MOTOR-MS 24-30V DC | . | £429.81 | 594-000612 | WUK
WFEL01 | BA-IN | 0 | 0 | 0 |  | Electrical (WF-CWE) | 49527 / 36KV VCB MOTOR-MS 24-30V DC | . | £429.81 | 594-000612 | WUK
WFEL02 | Bathgate | 1 | 1 | 161.99 |  | Electrical (WF-CWE) | APC Back-UPS 650VA 230V UPS | . | £161.99 | CWE-0044 | WUK
WFEL02 | HA-SKA | 1 | 1 | 161.99 |  | Electrical (WF-CWE) | APC Back-UPS 650VA 230V UPS | . | £161.99 | CWE-0044 | WUK
WFEL02 | THREE60 | 1 | 1 | 161.99 |  | Electrical (WF-CWE) | APC Back-UPS 650VA 230V UPS | . | £161.99 | CWE-0044 | WUK
WFEL03 | Bathgate | 1 | 1 | 759.5 |  | Electrical (WF-CWE) | Aux Generator Fan 2.2kW | . | £759.50 | 514-000108 | WUK
WFEL03 | BA-IN | 0 | 0 | 0 |  | Electrical (WF-CWE) | Aux Generator Fan 2.2kW | . | £759.50 | 514-000108 | WUK
WFEL04 | Bathgate | 1 | 1 | 15.11 |  | Electrical (WF-CWE) | Auxiliary Contact for Contactor, 1N/O 1N/C 10A Screw-Term | . | £15.11 | 516-000079 | WUK
WFEL04 | BA-IN | 0 | 0 | 0 |  | Electrical (WF-CWE) | Auxiliary Contact for Contactor, 1N/O 1N/C 10A Screw-Term | . | £15.11 | 516-000079 | WUK
WFEL05 | Bathgate | 7 | 7 | 280.14 |  | Electrical (WF-CWE) | Auxiliary Contact for MCB, 1N/O 1N/C Screw-Term | . | £40.02 | 515-000118 | WUK
WFEL05 | BA-IN | 0 | 0 | 0 |  | Electrical (WF-CWE) | Auxiliary Contact for MCB, 1N/O 1N/C Screw-Term | . | £40.02 | 515-000118 | WUK
WFEL06 | Bathgate | 1 | 1 | 31.5 |  | Electrical (WF-CWE) | Auxiliary Contact Surge Arrestor Side-Mounting C/O 250Vac/2A | . | £31.50 | 516-000080 | WUK
WFEL06 | BA-IN | 0 | 0 | 0 |  | Electrical (WF-CWE) | Auxiliary Contact Surge Arrestor Side-Mounting C/O 250Vac/2A | . | £31.50 | 516-000080 | WUK
WFEL07 | HA-SKA | 12 | 12 | 1374.6 |  | Electrical (WF-CWE) | Battery SLA 12V 28Ah, M5 threaded stud | . | £114.55 | 516-000130 | WUK
WFEL07 | THREE60 | 4 | 4 | 458.2 |  | Electrical (WF-CWE) | Battery SLA 12V 28Ah, M5 threaded stud | . | £114.55 | 516-000130 | WUK
WFEL07 | Perranporth | 0 | 0 | 0 |  | Electrical (WF-CWE) | Battery SLA 12V 28Ah, M5 threaded stud | . | £114.55 | 516-000130 | WUK
WFEL07 | BA-IN | 0 | 0 | 0 |  | Electrical (WF-CWE) | Battery SLA 12V 28Ah, M5 threaded stud | . | £114.55 | 516-000130 | WUK
WFEL07 | Bathgate | 40 | 40 | 4582 |  | Electrical (WF-CWE) | Battery SLA 12V 28Ah, M5 threaded stud | . | £114.55 | 516-000130 | WUK
WFEL08 | Bathgate | 2 | 2 | 26.88 |  | Electrical (WF-CWE) | Battery, PLC Non Rechargeable Li-SOCl2 ½AA 3.6 V, 900mAh | . | £13.44 | 516-000100 | WUK
WFEL08 | BA-IN | 0 | 0 | 0 |  | Electrical (WF-CWE) | Battery, PLC Non Rechargeable Li-SOCl2 ½AA 3.6 V, 900mAh | . | £13.44 | 516-000100 | WUK
WFEL09 | Bathgate | 1 | 1 | 8.51 |  | Electrical (WF-CWE) | Cable Yaw TL Solenoid | . | £8.51 | 5-1580-008 | WUK
WFEL09 | BA-IN | 0 | 0 | 0 |  | Electrical (WF-CWE) | Cable Yaw TL Solenoid | . | £8.51 | 5-1580-008 | WUK
WFEL10 | Bathgate | 2 | 2 | 701.98 |  | Electrical (WF-CWE) | Contactor - ABB UA75-30-00RA | . | £350.99 | WIN-0004 | WUK
WFEL10 | HA-SKA | 1 | 1 | 350.99 |  | Electrical (WF-CWE) | Contactor - ABB UA75-30-00RA | . | £350.99 | WIN-0004 | WUK
WFEL10 | THREE60 | 1 | 1 | 350.99 |  | Electrical (WF-CWE) | Contactor - ABB UA75-30-00RA | . | £350.99 | WIN-0004 | WUK
WFEL10 | BA-IN | 0 | 0 | 0 |  | Electrical (WF-CWE) | Contactor - ABB UA75-30-00RA | . | £350.99 | WIN-0004 | WUK
WFEL100 | Bathgate | 0 | 0 | 0 |  | Electrical (WF-CWE) | Switch Pressure (preset to 0.8 bar falling) | . | £217.46 | 509-000258 | WUK
WFEL100 | HA-SKA | 1 | 1 | 217.46 |  | Electrical (WF-CWE) | Switch Pressure (preset to 0.8 bar falling) | . | £217.46 | 509-000258 | WUK
WFEL100 | THREE60 | 3 | 3 | 652.38 |  | Electrical (WF-CWE) | Switch Pressure (preset to 0.8 bar falling) | . | £217.46 | 509-000258 | WUK
WFEL100 | BA-IN | 0 | 0 | 0 |  | Electrical (WF-CWE) | Switch Pressure (preset to 0.8 bar falling) | . | £217.46 | 509-000258 | WUK
WFEL11 | Bathgate | 1 | 1 | 0 |  | Electrical (WF-CWE) | Contactor 3P AC-3 400V 3kW 7A DIN-Mount 240Vac Coil | . | £0.00 | 515-000078 | WUK
WFEL11 | BA-IN | 0 | 0 | 0 |  | Electrical (WF-CWE) | Contactor 3P AC-3 400V 3kW 7A DIN-Mount 240Vac Coil | . | £0.00 | 515-000078 | WUK
WFEL12 | Bathgate | 2 | 2 | 151.16 |  | Electrical (WF-CWE) | Contactor 3P AC-3 400V 7.5kW 15A DIN-Mount 24Vdc Coil | . | £75.58 | 515-000147 | WUK
WFEL12 | HA-SKA | 1 | 1 | 75.58 |  | Electrical (WF-CWE) | Contactor 3P AC-3 400V 7.5kW 15A DIN-Mount 24Vdc Coil | . | £75.58 | 515-000147 | WUK
WFEL12 | LTS | 0 | 0 | 0 |  | Electrical (WF-CWE) | Contactor 3P AC-3 400V 7.5kW 15A DIN-Mount 24Vdc Coil | . | £75.58 | 515-000147 | WUK
WFEL12 | BA-IN | 0 | 0 | 0 |  | Electrical (WF-CWE) | Contactor 3P AC-3 400V 7.5kW 15A DIN-Mount 24Vdc Coil | . | £75.58 | 515-000147 | WUK
WFEL12 | THREE60 | 1 | 1 | 75.58 |  | Electrical (WF-CWE) | Contactor 3P AC-3 400V 7.5kW 15A DIN-Mount 24Vdc Coil | . | £75.58 | 515-000147 | WUK
WFEL13 | Bathgate | 1 | 1 | 158.11 |  | Electrical (WF-CWE) | Contactor 3P AC-3 415V 19kW 32A DIN-Mount 24Vdc Coil | . | £158.11 | 515-000303 | WUK
WFEL13 | BA-IN | 0 | 0 | 0 |  | Electrical (WF-CWE) | Contactor 3P AC-3 415V 19kW 32A DIN-Mount 24Vdc Coil | . | £158.11 | 515-000303 | WUK
WFEL14 | Bathgate | 1 | 1 | 189.95 |  | Electrical (WF-CWE) | CONTACTOR 3P AC-3 415V 22 kW DILM50-22 (RDC24) | . | £189.95 | 515-002002 | WUK
WFEL14 | BA-IN | 0 | 0 | 0 |  | Electrical (WF-CWE) | CONTACTOR 3P AC-3 415V 22 kW DILM50-22 (RDC24) | . | £189.95 | 515-002002 | WUK
WFEL15 | Bathgate | 3 | 3 | 97.02 |  | Electrical (WF-CWE) | Contactor 3P AC-3 415V 4kW 7A DIN-Mount 24Vdc Coil | . | £32.34 | 515-000146 | WUK
WFEL15 | BA-IN | 0 | 0 | 0 |  | Electrical (WF-CWE) | Contactor 3P AC-3 415V 4kW 7A DIN-Mount 24Vdc Coil | . | £32.34 | 515-000146 | WUK
WFEL16 | Bathgate | 1 | 1 | 5154.32 |  | Electrical (WF-CWE) | Contactor, 3-Ph 415V 820A AC-3 8.2kA | . | £5,154.32 | 515-000115 | WUK
WFEL16 | BA-IN | 0 | 0 | 0 |  | Electrical (WF-CWE) | Contactor, 3-Ph 415V 820A AC-3 8.2kA | . | £5,154.32 | 515-000115 | WUK
WFEL17 | Bathgate | 2 | 2 | 541.68 |  | Electrical (WF-CWE) | Current Transformer, 1000/5A 3VA 5P15 DIA 88mm M6 Screw | . | £270.84 | 515-000111 | WUK
WFEL17 | HA-SKA | 1 | 1 | 270.84 |  | Electrical (WF-CWE) | Current Transformer, 1000/5A 3VA 5P15 DIA 88mm M6 Screw | . | £270.84 | 515-000111 | WUK
WFEL17 | THREE60 | 1 | 1 | 270.84 |  | Electrical (WF-CWE) | Current Transformer, 1000/5A 3VA 5P15 DIA 88mm M6 Screw | . | £270.84 | 515-000111 | WUK
WFEL17 | BA-IN | 0 | 0 | 0 |  | Electrical (WF-CWE) | Current Transformer, 1000/5A 3VA 5P15 DIA 88mm M6 Screw | . | £270.84 | 515-000111 | WUK
WFEL18 | Bathgate | 1 | 1 | 219.31 |  | Electrical (WF-CWE) | Current Transformer, 1000/5A 5VA Class0.5 50Hz, Tab Mount M6 | . | £219.31 | 514-000151 | WUK
WFEL18 | HA-SKA | 1 | 1 | 219.31 |  | Electrical (WF-CWE) | Current Transformer, 1000/5A 5VA Class0.5 50Hz, Tab Mount M6 | . | £219.31 | 514-000151 | WUK
WFEL18 | THREE60 | 1 | 1 | 219.31 |  | Electrical (WF-CWE) | Current Transformer, 1000/5A 5VA Class0.5 50Hz, Tab Mount M6 | . | £219.31 | 514-000151 | WUK
WFEL18 | BA-IN | 0 | 0 | 0 |  | Electrical (WF-CWE) | Current Transformer, 1000/5A 5VA Class0.5 50Hz, Tab Mount M6 | . | £219.31 | 514-000151 | WUK
WFEL19 | Bathgate | 1 | 1 | 480.53 |  | Electrical (WF-CWE) | Current Transformer, Power Factor Controller | . | £480.53 | 514-000141 | WUK
WFEL19 | BA-IN | 0 | 0 | 0 |  | Electrical (WF-CWE) | Current Transformer, Power Factor Controller | . | £480.53 | 514-000141 | WUK
WFEL20 | Bathgate | 6 | 6 | 1446.84 |  | Electrical (WF-CWE) | Diode Assembly, 800V Meccalte | . | £241.14 | 514-000177 | WUK
WFEL20 | BA-IN | 0 | 0 | 0 |  | Electrical (WF-CWE) | Diode Assembly, 800V Meccalte | . | £241.14 | 514-000177 | WUK
WFEL21 | Bathgate | 1 | 1 | 117.84 |  | Electrical (WF-CWE) | EATON Contactor | . | £117.84 | WIN-0014 | WUK
WFEL21 | BA-IN | 0 | 0 | 0 |  | Electrical (WF-CWE) | EATON Contactor | . | £117.84 | WIN-0014 | WUK
WFEL22 | Bathgate | 1 | 1 | 137.98 |  | Electrical (WF-CWE) | Emergency Light Unit, 2700 lm, High Strength Bracket | . | £137.98 | 515-000220 | WUK
WFEL22 | BA-IN | 0 | 0 | 0 |  | Electrical (WF-CWE) | Emergency Light Unit, 2700 lm, High Strength Bracket | . | £137.98 | 515-000220 | WUK
WFEL23 | Bathgate | 2 | 2 | 163.94 |  | Electrical (WF-CWE) | Fan, Axial 120mm 240V 2750RPM 0.04m3/s Ball Bearing | . | £81.97 | 516-000099 | WUK
WFEL23 | BA-IN | 0 | 0 | 0 |  | Electrical (WF-CWE) | Fan, Axial 120mm 240V 2750RPM 0.04m3/s Ball Bearing | . | £81.97 | 516-000099 | WUK
WFEL24 | Bathgate | 1 | 1 | 79.65 |  | Electrical (WF-CWE) | FAZ-C63/3 MCB EATON 10kA 3P 63A C-Curve | . | £79.65 | 516-000169 | WUK
WFEL24 | BA-IN | 0 | 0 | 0 |  | Electrical (WF-CWE) | FAZ-C63/3 MCB EATON 10kA 3P 63A C-Curve | . | £79.65 | 516-000169 | WUK
WFEL25 | Bathgate | 3 | 3 | 118.05 |  | Electrical (WF-CWE) | Fuse Carrier 660V 32A IEC 60269 Busbar Connect, Front Wiring | . | £39.35 | 516-000094 | WUK
WFEL25 | BA-IN | 0 | 0 | 0 |  | Electrical (WF-CWE) | Fuse Carrier 660V 32A IEC 60269 Busbar Connect, Front Wiring | . | £39.35 | 516-000094 | WUK
WFEL26 | Bathgate | 3 | 3 | 62.52 |  | Electrical (WF-CWE) | Fuse, 125A NH 00 gG IEC 60269 | . | £20.84 | 516-000098 | WUK
WFEL26 | BA-IN | 0 | 0 | 0 |  | Electrical (WF-CWE) | Fuse, 125A NH 00 gG IEC 60269 | . | £20.84 | 516-000098 | WUK
WFEL27 | Bathgate | 1 | 1 | 67.85 |  | Electrical (WF-CWE) | Heater 240V 40W | . | £67.85 | 515-000069 | WUK
WFEL27 | BA-IN | 0 | 0 | 0 |  | Electrical (WF-CWE) | Heater 240V 40W | . | £67.85 | 515-000069 | WUK
WFEL28 | Bathgate | 1 | 1 | 325.66 |  | Electrical (WF-CWE) | Heater element 240V 1400W | . | £325.66 | 515-000310 | WUK
WFEL28 | BA-IN | 0 | 0 | 0 |  | Electrical (WF-CWE) | Heater element 240V 1400W | . | £325.66 | 515-000310 | WUK
WFEL29 | Bathgate | 2 | 2 | 396.72 |  | Electrical (WF-CWE) | Heater Element 240V 550W | . | £198.36 | 5-1504 | WUK
WFEL29 | BA-IN | 0 | 0 | 0 |  | Electrical (WF-CWE) | Heater Element 240V 550W | . | £198.36 | 5-1504 | WUK
WFEL30 | Bathgate | 1 | 1 | 268.74 |  | Electrical (WF-CWE) | Heater element 240V 780W | . | £268.74 | 515-000309 | WUK
WFEL30 | BA-IN | 0 | 0 | 0 |  | Electrical (WF-CWE) | Heater element 240V 780W | . | £268.74 | 515-000309 | WUK
WFEL32 | Bathgate | 8 | 8 | 46.4 |  | Electrical (WF-CWE) | Light Bulb, Halogen 12V 5W | . | £5.80 | 515-000103 | WUK
WFEL32 | BA-IN | 0 | 0 | 0 |  | Electrical (WF-CWE) | Light Bulb, Halogen 12V 5W | . | £5.80 | 515-000103 | WUK
WFEL33 | Bathgate | 2 | 2 | 20.06 |  | Electrical (WF-CWE) | MCB 1P 10A 240Vac 6kA C-Curve DIN-Mount | . | £10.03 | 515-000099 | WUK
WFEL33 | BA-IN | 0 | 0 | 0 |  | Electrical (WF-CWE) | MCB 1P 10A 240Vac 6kA C-Curve DIN-Mount | . | £10.03 | 515-000099 | WUK
WFEL34 | Bathgate | 1 | 1 | 83.56 |  | Electrical (WF-CWE) | MCB 3P 1.6-2.5A AC-3 415V 0.75kW DIN-Mount | . | £83.56 | 515-000135 | WUK
WFEL34 | BA-IN | 0 | 0 | 0 |  | Electrical (WF-CWE) | MCB 3P 1.6-2.5A AC-3 415V 0.75kW DIN-Mount | . | £83.56 | 515-000135 | WUK
WFEL35 | THREE60 | 1 | 1 | 99.28 |  | Electrical (WF-CWE) | MCB 3P 10-16A AC-3 415V 7.5kW DIN-Mount | . | £99.28 | 515-000076 | WUK
WFEL36 | Bathgate | 3 | 3 | 229.89 |  | Electrical (WF-CWE) | MCB 3P 2.5-4A AC-3 415V 1.5kW DIN-Mount | . | £76.63 | 515-000229 | WUK
WFEL36 | BA-IN | 0 | 0 | 0 |  | Electrical (WF-CWE) | MCB 3P 2.5-4A AC-3 415V 1.5kW DIN-Mount | . | £76.63 | 515-000229 | WUK
WFEL37 | Bathgate | 1 | 1 | 148.64 |  | Electrical (WF-CWE) | MCB 3P 25-32A AC-3 415V 15kW DIN-Mount | . | £148.64 | 515-000230 | WUK
WFEL37 | BA-IN | 0 | 0 | 0 |  | Electrical (WF-CWE) | MCB 3P 25-32A AC-3 415V 15kW DIN-Mount | . | £148.64 | 515-000230 | WUK
WFEL38 | Bathgate | 2 | 2 | 181.18 |  | Electrical (WF-CWE) | MCB 3P 4-6.3A AC-3 415V 2.2kW DIN-Mount | . | £90.59 | 515-000077 | WUK
WFEL38 | BA-IN | 0 | 0 | 0 |  | Electrical (WF-CWE) | MCB 3P 4-6.3A AC-3 415V 2.2kW DIN-Mount | . | £90.59 | 515-000077 | WUK
WFEL39 | Bathgate | 1 | 1 | 4239.97 |  | Electrical (WF-CWE) | MCCB 3P 415V 1250A 85kA IEC 60947 | . | £4,239.97 | 515-000108 | WUK
WFEL39 | BA-IN | 0 | 0 | 0 |  | Electrical (WF-CWE) | MCCB 3P 415V 1250A 85kA IEC 60947 | . | £4,239.97 | 515-000108 | WUK
WFEL40 | Bathgate | 1 | 1 | 109.81 |  | Electrical (WF-CWE) | MCCB Shunt Release 250VAC/DC | . | £109.81 | 515-000109 | WUK
WFEL40 | BA-IN | 0 | 0 | 0 |  | Electrical (WF-CWE) | MCCB Shunt Release 250VAC/DC | . | £109.81 | 515-000109 | WUK
WFEL41 | Bathgate | 1 | 1 | 334.1 |  | Electrical (WF-CWE) | MCCB, 3P 415VAC 125A 50kA IEC 60947 MN2 | . | £334.10 | 516-000167 | WUK
WFEL41 | BA-IN | 0 | 0 | 0 |  | Electrical (WF-CWE) | MCCB, 3P 415VAC 125A 50kA IEC 60947 MN2 | . | £334.10 | 516-000167 | WUK
WFEL42 | Bathgate | 2 | 2 | 1647.12 |  | Electrical (WF-CWE) | Motor 7.5 kW 415V 4P | . | £823.56 | 5-0907 | WUK
WFEL42 | THREE60 | 1 | 1 | 823.56 |  | Electrical (WF-CWE) | Motor 7.5 kW 415V 4P | . | £823.56 | 5-0907 | WUK
WFEL42 | BA-IN | 0 | 0 | 0 |  | Electrical (WF-CWE) | Motor 7.5 kW 415V 4P | . | £823.56 | 5-0907 | WUK
WFEL43 | Bathgate | 1 | 1 | 516.88 |  | Electrical (WF-CWE) | Motor, 1.5 kW 415 V 6P | . | £516.88 | 5-0652 | WUK
WFEL43 | BA-IN | 0 | 0 | 0 |  | Electrical (WF-CWE) | Motor, 1.5 kW 415 V 6P | . | £516.88 | 5-0652 | WUK
WFEL44 | Bathgate | 1 | 1 | 144.45 |  | Electrical (WF-CWE) | Motor, 3PH 2POLE 2.2kW 90L C-FACE MOUNT EFF-IE2 | . | £144.45 | 514-000075 | WUK
WFEL44 | BA-IN | 0 | 0 | 0 |  | Electrical (WF-CWE) | Motor, 3PH 2POLE 2.2kW 90L C-FACE MOUNT EFF-IE2 | . | £144.45 | 514-000075 | WUK
WFEL45 | Bathgate | 1 | 1 | 178.9 |  | Electrical (WF-CWE) | PLC Backplane 3 x I/O | . | £178.90 | 516-000086 | WUK
WFEL45 | BA-IN | 0 | 0 | 0 |  | Electrical (WF-CWE) | PLC Backplane 3 x I/O | . | £178.90 | 516-000086 | WUK
WFEL46 | Bathgate | 1 | 1 | 212.51 |  | Electrical (WF-CWE) | PLC Backplane CPU + 1 x I/O | . | £212.51 | 516-000087 | WUK
WFEL46 | BA-IN | 0 | 0 | 0 |  | Electrical (WF-CWE) | PLC Backplane CPU + 1 x I/O | . | £212.51 | 516-000087 | WUK
WFEL47 | Bathgate | 1 | 1 | 1518.64 |  | Electrical (WF-CWE) | PLC CPU, XC-202 8DI 6DO 4MB Ethernet CANopen 24Vdc DIN | . | £1,518.64 | 516-000166 | WUK
WFEL47 | BA-IN | 0 | 0 | 0 |  | Electrical (WF-CWE) | PLC CPU, XC-202 8DI 6DO 4MB Ethernet CANopen 24Vdc DIN | . | £1,518.64 | 516-000166 | WUK
WFEL48 | Bathgate | 1 | 1 | 156.55 |  | Electrical (WF-CWE) | PLC Module Digital Input 16DI 24Vdc | . | £156.55 | 516-000084 | WUK
WFEL48 | BA-IN | 0 | 0 | 0 |  | Electrical (WF-CWE) | PLC Module Digital Input 16DI 24Vdc | . | £156.55 | 516-000084 | WUK
WFEL49 | Bathgate | 1 | 1 | 239.52 |  | Electrical (WF-CWE) | PLC Module Digital Output 16DO-S 16/24Vdc 0.8A-Sourcing S | . | £239.52 | 516-000085 | WUK
WFEL49 | BA-IN | 0 | 0 | 0 |  | Electrical (WF-CWE) | PLC Module Digital Output 16DO-S 16/24Vdc 0.8A-Sourcing S | . | £239.52 | 516-000085 | WUK
WFEL50 | Bathgate | 1 | 1 | 1467.52 |  | Electrical (WF-CWE) | Position Controller Module, PID 24Vdc 4..20mA DIN-Mount | . | £1,467.52 | 515-000070 | WUK
WFEL50 | BA-IN | 0 | 0 | 0 |  | Electrical (WF-CWE) | Position Controller Module, PID 24Vdc 4..20mA DIN-Mount | . | £1,467.52 | 515-000070 | WUK
WFEL51 | Bathgate | 1 | 1 | 64.02 |  | Electrical (WF-CWE) | Power Supply 200mA 24Vdc/10Vdc DIN-Mount | . | £64.02 | 515-000074 | WUK
WFEL51 | BA-IN | 0 | 0 | 0 |  | Electrical (WF-CWE) | Power Supply 200mA 24Vdc/10Vdc DIN-Mount | . | £64.02 | 515-000074 | WUK
WFEL51 | THREE60 | 1 | 1 | 64.02 |  | Electrical (WF-CWE) | Power Supply 200mA 24Vdc/10Vdc DIN-Mount | . | £64.02 | 515-000074 | WUK
WFEL52 | Bathgate | 1 | 1 | 291.91 |  | Electrical (WF-CWE) | Power Supply Battery Charger 100W 230Vac/27Vdc | . | £291.91 | 516-000077 | WUK
WFEL52 | BA-IN | 0 | 0 | 0 |  | Electrical (WF-CWE) | Power Supply Battery Charger 100W 230Vac/27Vdc | . | £291.91 | 516-000077 | WUK
WFEL53 | Bathgate | 0 | 0 | 0 |  | Electrical (WF-CWE) | Power Supply Battery Charger 250W 230Vac/27Vdc | . | £449.08 | 515-000073 | WUK
WFEL53 | BA-IN | 0 | 0 | 0 |  | Electrical (WF-CWE) | Power Supply Battery Charger 250W 230Vac/27Vdc | . | £449.08 | 515-000073 | WUK
WFEL53 | THREE60 | 0 | 0 | 0 |  | Electrical (WF-CWE) | Power Supply Battery Charger 250W 230Vac/27Vdc | . | £449.08 | 515-000073 | WUK
WFEL54 | Bathgate | 2 | 2 | 3334.06 |  | Electrical (WF-CWE) | Protection Relay, Programmable, Synch, Metering, IEC61850 | . | £1,667.03 | 516-000101 | WUK
WFEL54 | BA-IN | 0 | 0 | 0 |  | Electrical (WF-CWE) | Protection Relay, Programmable, Synch, Metering, IEC61850 | . | £1,667.03 | 516-000101 | WUK
WFEL55 | Bathgate | 1 | 1 | 70.99 |  | Electrical (WF-CWE) | Pushbutton Actuator, Emergency Stop Red Illum Turn-Release | . | £70.99 | 516-000107 | WUK
WFEL55 | BA-IN | 0 | 0 | 0 |  | Electrical (WF-CWE) | Pushbutton Actuator, Emergency Stop Red Illum Turn-Release | . | £70.99 | 516-000107 | WUK
WFEL56 | Bathgate | 1 | 1 | 53.33 |  | Electrical (WF-CWE) | RCD 3P+N 25A/30mA/10kA 230/400Vac DIN-Mount | . | £53.33 | 516-000090 | WUK
WFEL56 | BA-IN | 0 | 0 | 0 |  | Electrical (WF-CWE) | RCD 3P+N 25A/30mA/10kA 230/400Vac DIN-Mount | . | £53.33 | 516-000090 | WUK
WFEL57 | Bathgate | 3 | 3 | 72.63 |  | Electrical (WF-CWE) | Rectifying Bridge 3PHAS SKKD 81/08 800V for diode assembly 514-000177 | . | £24.21 | WIN-0017 | WUK
WFEL57 | BA-IN | 0 | 0 | 0 |  | Electrical (WF-CWE) | Rectifying Bridge 3PHAS SKKD 81/08 800V for diode assembly 514-000177 | . | £24.21 | WIN-0017 | WUK
WFEL58 | Bathgate | 2 | 2 | 78.2 |  | Electrical (WF-CWE) | Relay 12VDC 120mA Coil, 4PDT Mono, 24VDC 10A Load, Socket Mt | . | £39.10 | 515-000102 | WUK
WFEL58 | BA-IN | 0 | 0 | 0 |  | Electrical (WF-CWE) | Relay 12VDC 120mA Coil, 4PDT Mono, 24VDC 10A Load, Socket Mt | . | £39.10 | 515-000102 | WUK
WFEL59 | Bathgate | 6 | 6 | 94.74 |  | Electrical (WF-CWE) | Relay 24VDC 120mA Coil, 4PDT Mono, 24VDC 10A Load, Socket Mt | . | £15.79 | 515-000225 | WUK
WFEL59 | BA-IN | 0 | 0 | 0 |  | Electrical (WF-CWE) | Relay 24VDC 120mA Coil, 4PDT Mono, 24VDC 10A Load, Socket Mt | . | £15.79 | 515-000225 | WUK
WFEL60 | Bathgate | 4 | 4 | 133.4 |  | Electrical (WF-CWE) | Relay 24Vdc Coil 2xN/O-Output 250Vac/20A DIN-Mount | . | £33.35 | 515-000154 | WUK
WFEL60 | BA-IN | 0 | 0 | 0 |  | Electrical (WF-CWE) | Relay 24Vdc Coil 2xN/O-Output 250Vac/20A DIN-Mount | . | £33.35 | 515-000154 | WUK
WFEL61 | Bathgate | 2 | 2 | 25.46 |  | Electrical (WF-CWE) | Relay 24Vdc Coil, DPDT, 24Vdc 10A Load, Socket Mount, LED | . | £12.73 | 515-000101 | WUK
WFEL61 | BA-IN | 0 | 0 | 0 |  | Electrical (WF-CWE) | Relay 24Vdc Coil, DPDT, 24Vdc 10A Load, Socket Mount, LED | . | £12.73 | 515-000101 | WUK
WFEL62 | Bathgate | 5 | 5 | 104.75 |  | Electrical (WF-CWE) | Relay socket, 14-pin 10A Screw Term DIN-Mount | . | £20.95 | 515-000140 | WUK
WFEL62 | BA-IN | 0 | 0 | 0 |  | Electrical (WF-CWE) | Relay socket, 14-pin 10A Screw Term DIN-Mount | . | £20.95 | 515-000140 | WUK
WFEL63 | Bathgate | 6 | 6 | 0 |  | Electrical (WF-CWE) | Relay, 24VDC Coil, DPDT 24VDC 5A, Socket-Mount, LED, Test | . | £0.00 | 516-000125 | WUK
WFEL63 | BA-IN | 0 | 0 | 0 |  | Electrical (WF-CWE) | Relay, 24VDC Coil, DPDT 24VDC 5A, Socket-Mount, LED, Test | . | £0.00 | 516-000125 | WUK
WFEL64 | Bathgate | 1 | 1 | 77.56 |  | Electrical (WF-CWE) | Relay, Off-Delay Timer 24VDC, 1xC/O Output 24VDC 4A DC-12 | . | £77.56 | 515-000179 | WUK
WFEL64 | BA-IN | 0 | 0 | 0 |  | Electrical (WF-CWE) | Relay, Off-Delay Timer 24VDC, 1xC/O Output 24VDC 4A DC-12 | . | £77.56 | 515-000179 | WUK
WFEL65 | Bathgate | 1 | 1 | 28.59 |  | Electrical (WF-CWE) | Smoke Detector Photoelectric 24VDC 4-Wire | . | £28.59 | 515-000194 | WUK
WFEL65 | BA-IN | 0 | 0 | 0 |  | Electrical (WF-CWE) | Smoke Detector Photoelectric 24VDC 4-Wire | . | £28.59 | 515-000194 | WUK
WFEL66 | Bathgate | 6 | 6 | 0 |  | Electrical (WF-CWE) | Socket for Relay (516-000125), 8-Way Screw-Term, DIN-mount | . | £0.00 | 516-000178 | WUK
WFEL66 | BA-IN | 0 | 0 | 0 |  | Electrical (WF-CWE) | Socket for Relay (516-000125), 8-Way Screw-Term, DIN-mount | . | £0.00 | 516-000178 | WUK
WFEL67 | Bathgate | 2 | 2 | 0 |  | Electrical (WF-CWE) | Solenoid Coil, 24VDC | . | £0.00 | 509-000209 | WUK
WFEL67 | BA-IN | 0 | 0 | 0 |  | Electrical (WF-CWE) | Solenoid Coil, 24VDC | . | £0.00 | 509-000209 | WUK
WFEL68 | Bathgate | 3 | 3 | 740.16 |  | Electrical (WF-CWE) | Surge Diverter (UK turbines) | . | £246.72 | 516-000168 | WUK
WFEL68 | BA-IN | 0 | 0 | 0 |  | Electrical (WF-CWE) | Surge Diverter (UK turbines) | . | £246.72 | 516-000168 | WUK
WFEL69 | Bathgate | 4 | 4 | 20.16 |  | Electrical (WF-CWE) | Switch Contact 1NC Screw-Term AC-15:230V/4A DC-13:24V/3A | . | £5.04 | 515-000081 | WUK
WFEL69 | BA-IN | 0 | 0 | 0 |  | Electrical (WF-CWE) | Switch Contact 1NC Screw-Term AC-15:230V/4A DC-13:24V/3A | . | £5.04 | 515-000081 | WUK
WFEL70 | Bathgate | 2 | 2 | 10.08 |  | Electrical (WF-CWE) | Switch Contact 1NO Screw-Term AC-15:230V/4A DC-13:24V/3A | . | £5.04 | 515-000082 | WUK
WFEL70 | BA-IN | 0 | 0 | 0 |  | Electrical (WF-CWE) | Switch Contact 1NO Screw-Term AC-15:230V/4A DC-13:24V/3A | . | £5.04 | 515-000082 | WUK
WFEL71 | Bathgate | 3 | 3 | 306.51 |  | Electrical (WF-CWE) | Switch Inductive Prox Flush 1.5mm M8x1mm DC PNP NO 3-Pin | . | £102.17 | 5-1509 | WUK
WFEL71 | HA-SKA | 1 | 1 | 102.17 |  | Electrical (WF-CWE) | Switch Inductive Prox Flush 1.5mm M8x1mm DC PNP NO 3-Pin | . | £102.17 | 5-1509 | WUK
WFEL71 | THREE60 | 3 | 3 | 306.51 |  | Electrical (WF-CWE) | Switch Inductive Prox Flush 1.5mm M8x1mm DC PNP NO 3-Pin | . | £102.17 | 5-1509 | WUK
WFEL71 | BA-IN | 0 | 0 | 0 |  | Electrical (WF-CWE) | Switch Inductive Prox Flush 1.5mm M8x1mm DC PNP NO 3-Pin | . | £102.17 | 5-1509 | WUK
WFEL72 | Bathgate | 2 | 2 | 99.44 |  | Electrical (WF-CWE) | Switch Inductive Prox Flush M8 DC PNP NO 3-Pin 100 deg SS | . | £49.72 | 515-000400 | WUK
WFEL72 | HA-SKA | 1 | 1 | 49.72 |  | Electrical (WF-CWE) | Switch Inductive Prox Flush M8 DC PNP NO 3-Pin 100 deg SS | . | £49.72 | 515-000400 | WUK
WFEL72 | LTS | 0 | 0 | 0 |  | Electrical (WF-CWE) | Switch Inductive Prox Flush M8 DC PNP NO 3-Pin 100 deg SS | . | £49.72 | 515-000400 | WUK
WFEL72 | THREE60 | 1 | 1 | 49.72 |  | Electrical (WF-CWE) | Switch Inductive Prox Flush M8 DC PNP NO 3-Pin 100 deg SS | . | £49.72 | 515-000400 | WUK
WFEL72 | BA-IN | 0 | 0 | 0 |  | Electrical (WF-CWE) | Switch Inductive Prox Flush M8 DC PNP NO 3-Pin 100 deg SS | . | £49.72 | 515-000400 | WUK
WFEL74 | Bathgate | 2 | 2 | 169.48 |  | Electrical (WF-CWE) | Switch Rotary 3P AC-23A:415V/37kW/63A DIN-Mount | . | £84.74 | 515-000083 | WUK
WFEL74 | BA-IN | 0 | 0 | 0 |  | Electrical (WF-CWE) | Switch Rotary 3P AC-23A:415V/37kW/63A DIN-Mount | . | £84.74 | 515-000083 | WUK
WFEL75 | Bathgate | 1 | 1 | 4.67 |  | Electrical (WF-CWE) | Switch Vibration/Acceleration 2-4.9g N/O 24Vac 0.25A 5VA | . | £4.67 | 5-1708 | WUK
WFEL75 | BA-IN | 0 | 0 | 0 |  | Electrical (WF-CWE) | Switch Vibration/Acceleration 2-4.9g N/O 24Vac 0.25A 5VA | . | £4.67 | 5-1708 | WUK
WFEL76 | Bathgate | 1 | 1 | 29.14 |  | Electrical (WF-CWE) | Switch, 1 Pole 4 Position 360° Rotary | . | £29.14 | 595-000126 | WUK
WFEL76 | BA-IN | 0 | 0 | 0 |  | Electrical (WF-CWE) | Switch, 1 Pole 4 Position 360° Rotary | . | £29.14 | 595-000126 | WUK
WFEL77 | Bathgate | 1 | 1 | 190.15 |  | Electrical (WF-CWE) | Switch, Base Mounted Pressure (preset to 150 bar falling) | . | £190.15 | 509-000408 | WUK
WFEL77 | BA-IN | 0 | 0 | 0 |  | Electrical (WF-CWE) | Switch, Base Mounted Pressure (preset to 150 bar falling) | . | £190.15 | 509-000408 | WUK
WFEL78 | Bathgate | 4 | 4 | 439.72 |  | Electrical (WF-CWE) | Switch, Diaphragm Pressure 200 bar | . | £109.93 | 509-000870 | WUK
WFEL78 | BA-IN | 0 | 0 | 0 |  | Electrical (WF-CWE) | Switch, Diaphragm Pressure 200 bar | . | £109.93 | 509-000870 | WUK
WFEL79 | Bathgate | 4 | 4 | 452.68 |  | Electrical (WF-CWE) | Switch, Diaphragm Pressure 400 bar | . | £113.17 | 509-000869 | WUK
WFEL79 | BA-IN | 0 | 0 | 0 |  | Electrical (WF-CWE) | Switch, Diaphragm Pressure 400 bar | . | £113.17 | 509-000869 | WUK
WFEL80 | Bathgate | 1 | 1 | 158.7 |  | Electrical (WF-CWE) | Switch, Diaphragm Pressure 60 bar (preset to 12 bar falling) | . | £158.70 | 509-000637 | WUK
WFEL80 | HA-SKA | 1 | 1 | 158.7 |  | Electrical (WF-CWE) | Switch, Diaphragm Pressure 60 bar (preset to 12 bar falling) | . | £158.70 | 509-000637 | WUK
WFEL80 | THREE60 | 1 | 1 | 158.7 |  | Electrical (WF-CWE) | Switch, Diaphragm Pressure 60 bar (preset to 12 bar falling) | . | £158.70 | 509-000637 | WUK
WFEL80 | BA-IN | 0 | 0 | 0 |  | Electrical (WF-CWE) | Switch, Diaphragm Pressure 60 bar (preset to 12 bar falling) | . | £158.70 | 509-000637 | WUK
WFEL81 | Bathgate | 6 | 6 | 0 |  | Electrical (WF-CWE) | Switch, Filter Clogging 5 bar 3000 psi G1/2 | . | £0.00 | 509-000242 | WUK
WFEL81 | BA-IN | 0 | 0 | 0 |  | Electrical (WF-CWE) | Switch, Filter Clogging 5 bar 3000 psi G1/2 | . | £0.00 | 509-000242 | WUK
WFEL82 | Bathgate | 6 | 6 | 445.98 |  | Electrical (WF-CWE) | Switch, Proximity Antec Brake | . | £74.33 | 508-000004 | WUK
WFEL82 | BA-IN | 0 | 0 | 0 |  | Electrical (WF-CWE) | Switch, Proximity Antec Brake | . | £74.33 | 508-000004 | WUK
WFEL83 | Bathgate | 2 | 2 | 542.84 |  | Electrical (WF-CWE) | Tachometer Relay 0-2000ppm 24Vdc PNP-Input 2xC/O-Ouput | . | £271.42 | 515-000071 | WUK
WFEL83 | HA-SKA | 1 | 1 | 271.42 |  | Electrical (WF-CWE) | Tachometer Relay 0-2000ppm 24Vdc PNP-Input 2xC/O-Ouput | . | £271.42 | 515-000071 | WUK
WFEL83 | BA-IN | 0 | 0 | 0 |  | Electrical (WF-CWE) | Tachometer Relay 0-2000ppm 24Vdc PNP-Input 2xC/O-Ouput | . | £271.42 | 515-000071 | WUK
WFEL84 | Bathgate | 1 | 1 | 140.65 |  | Electrical (WF-CWE) | Thermistor Relay 230Vac N/O Output 3.6kOhm-Trip Auto-Reset | . | £140.65 | 515-000080 | WUK
WFEL84 | BA-IN | 0 | 0 | 0 |  | Electrical (WF-CWE) | Thermistor Relay 230Vac N/O Output 3.6kOhm-Trip Auto-Reset | . | £140.65 | 515-000080 | WUK
WFEL85 | Bathgate | 1 | 1 | 74.94 |  | Electrical (WF-CWE) | Thermostat 230Vac 5-35degC NTC-Input Adjustable Hysteresis | . | £74.94 | 515-000072 | WUK
WFEL85 | BA-IN | 0 | 0 | 0 |  | Electrical (WF-CWE) | Thermostat 230Vac 5-35degC NTC-Input Adjustable Hysteresis | . | £74.94 | 515-000072 | WUK
WFEL86 | Bathgate | 1 | 1 | 588.77 |  | Electrical (WF-CWE) | Transformer, 1Ph 185/60V 300VA 50Hz 8% Reactance, 1.5m Leads | . | £588.77 | 514-000173 | WUK
WFEL86 | HA-SKA | 1 | 1 | 588.77 |  | Electrical (WF-CWE) | Transformer, 1Ph 185/60V 300VA 50Hz 8% Reactance, 1.5m Leads | . | £588.77 | 514-000173 | WUK
WFEL86 | THREE60 | 1 | 1 | 588.77 |  | Electrical (WF-CWE) | Transformer, 1Ph 185/60V 300VA 50Hz 8% Reactance, 1.5m Leads | . | £588.77 | 514-000173 | WUK
WFEL86 | BA-IN | 0 | 0 | 0 |  | Electrical (WF-CWE) | Transformer, 1Ph 185/60V 300VA 50Hz 8% Reactance, 1.5m Leads | . | £588.77 | 514-000173 | WUK
WFEL87 | Bathgate | 1 | 1 | 39.95 |  | Electrical (WF-CWE) | Transformer, 1-Phase 240/12V 25VA | . | £39.95 | 515-000141 | WUK
WFEL87 | BA-IN | 0 | 0 | 0 |  | Electrical (WF-CWE) | Transformer, 1-Phase 240/12V 25VA | . | £39.95 | 515-000141 | WUK
WFEL88 | Bathgate | 8 | 8 | 45.6 |  | Electrical (WF-CWE) | Varistor, V420 Meccalte | . | £5.70 | 514-000178 | WUK
WFEL88 | BA-IN | 0 | 0 | 0 |  | Electrical (WF-CWE) | Varistor, V420 Meccalte | . | £5.70 | 514-000178 | WUK
WFEL89 | Bathgate | 7 | 7 | 99.12 |  | Electrical (WF-CWE) | XI/ON Base Slice 3-Wire Spring-Term | . | £14.16 | 515-000095 | WUK
WFEL89 | BA-IN | 0 | 0 | 0 |  | Electrical (WF-CWE) | XI/ON Base Slice 3-Wire Spring-Term | . | £14.16 | 515-000095 | WUK
WFEL90 | Bathgate | 4 | 4 | 60.16 |  | Electrical (WF-CWE) | XI/ON Base Slice 4-Wire Spring-Term | . | £15.04 | 515-000096 | WUK
WFEL90 | BA-IN | 0 | 0 | 0 |  | Electrical (WF-CWE) | XI/ON Base Slice 4-Wire Spring-Term | . | £15.04 | 515-000096 | WUK
WFEL91 | Bathgate | 1 | 1 | 11.66 |  | Electrical (WF-CWE) | XI/ON Base Slice 4-Wire Spring-Term C-Rail | . | £11.66 | 515-000097 | WUK
WFEL91 | BA-IN | 0 | 0 | 0 |  | Electrical (WF-CWE) | XI/ON Base Slice 4-Wire Spring-Term C-Rail | . | £11.66 | 515-000097 | WUK
WFEL92 | Bathgate | 1 | 1 | 393.79 |  | Electrical (WF-CWE) | XI/ON Gateway CANopen Power-Supply Bus-Refresher | . | £393.79 | 515-000094 | WUK
WFEL92 | BA-IN | 0 | 0 | 0 |  | Electrical (WF-CWE) | XI/ON Gateway CANopen Power-Supply Bus-Refresher | . | £393.79 | 515-000094 | WUK
WFEL93 | Bathgate | 3 | 3 | 616.8 |  | Electrical (WF-CWE) | XI/ON Module Analogue Input 2AI-I(0/4...20mA) | . | £205.60 | 515-000089 | WUK
WFEL93 | BA-IN | 0 | 0 | 0 |  | Electrical (WF-CWE) | XI/ON Module Analogue Input 2AI-I(0/4...20mA) | . | £205.60 | 515-000089 | WUK
WFEL94 | Bathgate | 3 | 3 | 1032.75 |  | Electrical (WF-CWE) | XI/ON Module Analogue Output 2AO-I(0/4...20mA) | . | £344.25 | 515-000091 | WUK
WFEL94 | BA-IN | 0 | 0 | 0 |  | Electrical (WF-CWE) | XI/ON Module Analogue Output 2AO-I(0/4...20mA) | . | £344.25 | 515-000091 | WUK
WFEL95 | Bathgate | 1 | 1 | 298.1 |  | Electrical (WF-CWE) | XI/ON Module Counter Input 1CNT-24Vdc | . | £298.10 | 515-000087 | WUK
WFEL95 | BA-IN | 0 | 0 | 0 |  | Electrical (WF-CWE) | XI/ON Module Counter Input 1CNT-24Vdc | . | £298.10 | 515-000087 | WUK
WFEL96 | Bathgate | 3 | 3 | 105.84 |  | Electrical (WF-CWE) | XI/ON Module Digital Input 4DI-24Vdc-POS | . | £35.28 | 515-000093 | WUK
WFEL96 | BA-IN | 0 | 0 | 0 |  | Electrical (WF-CWE) | XI/ON Module Digital Input 4DI-24Vdc-POS | . | £35.28 | 515-000093 | WUK
WFEL97 | Bathgate | 1 | 1 | 143.66 |  | Electrical (WF-CWE) | XI/ON Module Digital Output 8DO-24Vdc-0.5A-P | . | £143.66 | 515-000169 | WUK
WFEL97 | BA-IN | 0 | 0 | 0 |  | Electrical (WF-CWE) | XI/ON Module Digital Output 8DO-24Vdc-0.5A-P | . | £143.66 | 515-000169 | WUK
WFEL98 | Bathgate | 2 | 2 | 167.42 |  | Electrical (WF-CWE) | XI/ON Module Relay Output 2DO-R-NO | . | £83.71 | 515-000092 | WUK
WFEL98 | HA-SKA | 1 | 1 | 83.71 |  | Electrical (WF-CWE) | XI/ON Module Relay Output 2DO-R-NO | . | £83.71 | 515-000092 | WUK
WFEL98 | LTS | 0 | 0 | 0 |  | Electrical (WF-CWE) | XI/ON Module Relay Output 2DO-R-NO | . | £83.71 | 515-000092 | WUK
WFEL98 | THREE60 | 1 | 1 | 83.71 |  | Electrical (WF-CWE) | XI/ON Module Relay Output 2DO-R-NO | . | £83.71 | 515-000092 | WUK
WFEL98 | BA-IN | 0 | 0 | 0 |  | Electrical (WF-CWE) | XI/ON Module Relay Output 2DO-R-NO | . | £83.71 | 515-000092 | WUK
WFEL99 | LTS | 0 | 0 | 0 |  | Electrical (WF-CWE) | XI/ON Module Temperature Input 2AI-PT-NI | . | £283.25 | 515-000090 | WUK
WFEL99 | Bathgate | 0 | 0 | 0 |  | Electrical (WF-CWE) | XI/ON Module Temperature Input 2AI-PT-NI | . | £283.25 | 515-000090 | WUK
WFGB01 | Bathgate | 1 | 1 | 552.25 |  | Gearbox (WF-CWE) | Gearbox Lube Pump Bell Housing | . | £552.25 | 5-0654 | WUK
WFGB01 | BA-IN | 0 | 0 | 0 |  | Gearbox (WF-CWE) | Gearbox Lube Pump Bell Housing | . | £552.25 | 5-0654 | WUK
WFGB02 | Bathgate | 2 | 2 | 13.98 |  | Gearbox (WF-CWE) | Gearbox Nacelle Seal | . | £6.99 | 5-2057 | WUK
WFGB02 | BA-IN | 0 | 0 | 0 |  | Gearbox (WF-CWE) | Gearbox Nacelle Seal | . | £6.99 | 5-2057 | WUK
WFGE01 | Bathgate | 39 | 39 | 239.46 |  | Generator (WF-CWE) | 0.1mm Generator Shim | . | £6.14 | 512-000055 | WUK
WFGE01 | BA-IN | 0 | 0 | 0 |  | Generator (WF-CWE) | 0.1mm Generator Shim | . | £6.14 | 512-000055 | WUK
WFGE02 | Bathgate | 21 | 21 | 132.51 |  | Generator (WF-CWE) | 0.2mm Generator Shim | . | £6.31 | 512-000056 | WUK
WFGE02 | BA-IN | 0 | 0 | 0 |  | Generator (WF-CWE) | 0.2mm Generator Shim | . | £6.31 | 512-000056 | WUK
WFGE03 | Bathgate | 25 | 25 | 155.75 |  | Generator (WF-CWE) | 0.5mm Generator Shim | . | £6.23 | 512-000057 | WUK
WFGE03 | BA-IN | 0 | 0 | 0 |  | Generator (WF-CWE) | 0.5mm Generator Shim | . | £6.23 | 512-000057 | WUK
WFGE04 | Bathgate | 1 | 1 | 6687.78 |  | Generator (WF-CWE) | Generator Controller, AVR FCR PF VAR Diode-monitor ModbusTCP | . | £6,687.78 | 514-000149 | WUK
WFGE04 | HA-SKA | 1 | 1 | 6687.78 |  | Generator (WF-CWE) | Generator Controller, AVR FCR PF VAR Diode-monitor ModbusTCP | . | £6,687.78 | 514-000149 | WUK
WFGE04 | THREE60 | 1 | 1 | 6687.78 |  | Generator (WF-CWE) | Generator Controller, AVR FCR PF VAR Diode-monitor ModbusTCP | . | £6,687.78 | 514-000149 | WUK
WFGE05 | Bathgate | 6 | 6 | 461.76 |  | Generator (WF-CWE) | Generator Excitation Loss Module, 24Vdc, 1P CO Relay | . | £76.96 | 515-000100 | WUK
WFGE05 | BA-IN | 0 | 0 | 0 |  | Generator (WF-CWE) | Generator Excitation Loss Module, 24Vdc, 1P CO Relay | . | £76.96 | 515-000100 | WUK
WFGE06 | Bathgate | 32 | 32 | 0 |  | Generator (WF-CWE) | Shim, 1mm, Generator | . | £0.00 | 512-000109 | WUK
WFGE06 | BA-IN | 0 | 0 | 0 |  | Generator (WF-CWE) | Shim, 1mm, Generator | . | £0.00 | 512-000109 | WUK
WFGE07 | Bathgate | 9 | 9 | 0 |  | Generator (WF-CWE) | Shim, 2mm, Generator | . | £0.00 | 512-000108 | WUK
WFGE07 | BA-IN | 0 | 0 | 0 |  | Generator (WF-CWE) | Shim, 2mm, Generator | . | £0.00 | 512-000108 | WUK
WFGE08 | Bathgate | 8 | 8 | 0 |  | Generator (WF-CWE) | Shim, 4mm, Generator | . | £0.00 | 512-000110 | WUK
WFGE08 | BA-IN | 0 | 0 | 0 |  | Generator (WF-CWE) | Shim, 4mm, Generator | . | £0.00 | 512-000110 | WUK
WFGE09 | Bathgate | 1 | 1 | 10674 |  | Generator (WF-CWE) | Windflow Generator - MeccAlte Refurbished | . | £10,674.00 | 514-000137R | WUK
WFGE09 | BA-IN | 0 | 0 | 0 |  | Generator (WF-CWE) | Windflow Generator - MeccAlte Refurbished | . | £10,674.00 | 514-000137R | WUK
WFHY01 | Bathgate | 3 | 3 | 1314.57 |  | Hydraulic (WF-CWE) | Cooling pump and valve sub-assembly, 7.9 cc/rev | . | £438.19 | 509-000994 | WUK
WFHY01 | BA-IN | 0 | 0 | 0 |  | Hydraulic (WF-CWE) | Cooling pump and valve sub-assembly, 7.9 cc/rev | . | £438.19 | 509-000994 | WUK
WFHY02 | Bathgate | 2 | 2 | 4800 |  | Hydraulic (WF-CWE) | Torque Limiting Pump, 376 cc/rev - Reconditioned (Class 1) | . | £2,400.00 | 506-000272 | WUK
WFHY02 | BA-IN | 0 | 0 | 0 |  | Hydraulic (WF-CWE) | Torque Limiting Pump, 376 cc/rev - Reconditioned (Class 1) | . | £2,400.00 | 506-000272 | WUK
WFHY02 | NV67 GZS | 0 | 0 | 0 |  | Hydraulic (WF-CWE) | Torque Limiting Pump, 376 cc/rev - Reconditioned (Class 1) | . | £2,400.00 | 506-000272 | WUK
WFHY02 | CV19 EEJ | 1 | 1 | 2400 |  | Hydraulic (WF-CWE) | Torque Limiting Pump, 376 cc/rev - Reconditioned (Class 1) | . | £2,400.00 | 506-000272 | WUK
WFHY03 | Bathgate | 3 | 3 | 221.25 |  | Hydraulic (WF-CWE) | Gauge Sight Level | . | £73.75 | 5-0915 | WUK
WFHY03 | BA-IN | 0 | 0 | 0 |  | Hydraulic (WF-CWE) | Gauge Sight Level | . | £73.75 | 5-0915 | WUK
WFHY04 | THREE60 | 0 | 0 | 0 |  | Hydraulic (WF-CWE) | HOSE 3/4 HYDRAULIC COOLER 1 TO COOLER 2 | . | £0.00 | 509-000923 | WUK
WFHY04 | Bathgate | 0 | 0 | 0 |  | Hydraulic (WF-CWE) | HOSE 3/4 HYDRAULIC COOLER 1 TO COOLER 2 | . | £0.00 | 509-000923 | WUK
WFHY04 | BA HOSES | 1 | 1 | 0 |  | Hydraulic (WF-CWE) | HOSE 3/4 HYDRAULIC COOLER 1 TO COOLER 2 | . | £0.00 | 509-000923 | WUK
WFHY05 | THREE60 | 0 | 0 | 0 |  | Hydraulic (WF-CWE) | HOSE, 1 HPU TO LVS CHARGE PUMP PORT B SUCTION | . | £0.00 | 509-000787 | WUK
WFHY05 | Bathgate | 0 | 0 | 0 |  | Hydraulic (WF-CWE) | HOSE, 1 HPU TO LVS CHARGE PUMP PORT B SUCTION | . | £0.00 | 509-000787 | WUK
WFHY05 | BA HOSES | 1 | 1 | 0 |  | Hydraulic (WF-CWE) | HOSE, 1 HPU TO LVS CHARGE PUMP PORT B SUCTION | . | £0.00 | 509-000787 | WUK
WFHY06 | THREE60 | 0 | 0 | 0 |  | Hydraulic (WF-CWE) | HOSE, 1 LVS PUMP PORT P TO TL MOTOR-PUMP PORT A TEE CHECK VALVE | . | £0.00 | 509-000803 | WUK
WFHY06 | Bathgate | 0 | 0 | 0 |  | Hydraulic (WF-CWE) | HOSE, 1 LVS PUMP PORT P TO TL MOTOR-PUMP PORT A TEE CHECK VALVE | . | £0.00 | 509-000803 | WUK
WFHY06 | BA HOSES | 1 | 1 | 0 |  | Hydraulic (WF-CWE) | HOSE, 1 LVS PUMP PORT P TO TL MOTOR-PUMP PORT A TEE CHECK VALVE | . | £0.00 | 509-000803 | WUK
WFHY07 | THREE60 | 0 | 0 | 0 |  | Hydraulic (WF-CWE) | HOSE, 1 TL MOTOR-PUMP PORT B TEE TO LVS PUMP PORT S | . | £0.00 | 509-000804 | WUK
WFHY07 | Bathgate | 0 | 0 | 0 |  | Hydraulic (WF-CWE) | HOSE, 1 TL MOTOR-PUMP PORT B TEE TO LVS PUMP PORT S | . | £0.00 | 509-000804 | WUK
WFHY07 | BA HOSES | 1 | 1 | 0 |  | Hydraulic (WF-CWE) | HOSE, 1 TL MOTOR-PUMP PORT B TEE TO LVS PUMP PORT S | . | £0.00 | 509-000804 | WUK
WFHY08 | THREE60 | 0 | 0 | 0 |  | Hydraulic (WF-CWE) | HOSE, 1/2 GEARBOX MANIFOLD PORT ACC2 TO TL LP ACCUMULATOR | . | £0.00 | 509-000737 | WUK
WFHY08 | Bathgate | 0 | 0 | 0 |  | Hydraulic (WF-CWE) | HOSE, 1/2 GEARBOX MANIFOLD PORT ACC2 TO TL LP ACCUMULATOR | . | £0.00 | 509-000737 | WUK
WFHY08 | BA HOSES | 1 | 1 | 0 |  | Hydraulic (WF-CWE) | HOSE, 1/2 GEARBOX MANIFOLD PORT ACC2 TO TL LP ACCUMULATOR | . | £0.00 | 509-000737 | WUK
WFHY09 | THREE60 | 0 | 0 | 0 |  | Hydraulic (WF-CWE) | HOSE, 1/2 GEARBOX MANIFOLD PORT ACC3 TO TL HP ACCUMULATOR | . | £0.00 | 509-000738 | WUK
WFHY09 | Bathgate | 0 | 0 | 0 |  | Hydraulic (WF-CWE) | HOSE, 1/2 GEARBOX MANIFOLD PORT ACC3 TO TL HP ACCUMULATOR | . | £0.00 | 509-000738 | WUK
WFHY09 | BA HOSES | 1 | 1 | 0 |  | Hydraulic (WF-CWE) | HOSE, 1/2 GEARBOX MANIFOLD PORT ACC3 TO TL HP ACCUMULATOR | . | £0.00 | 509-000738 | WUK
WFHY10 | THREE60 | 0 | 0 | 0 |  | Hydraulic (WF-CWE) | HOSE, 1/2 HPU CASE DRAIN LOOP | . | £0.00 | 509-000630 | WUK
WFHY10 | Bathgate | 0 | 0 | 0 |  | Hydraulic (WF-CWE) | HOSE, 1/2 HPU CASE DRAIN LOOP | . | £0.00 | 509-000630 | WUK
WFHY10 | BA HOSES | 1 | 1 | 0 |  | Hydraulic (WF-CWE) | HOSE, 1/2 HPU CASE DRAIN LOOP | . | £0.00 | 509-000630 | WUK
WFHY11 | THREE60 | 0 | 0 | 0 |  | Hydraulic (WF-CWE) | HOSE, 1/2 HPU COOLING PUMP TO GEARBOX MODULE PORT A3 | . | £0.00 | 509-000813 | WUK
WFHY11 | Bathgate | 0 | 0 | 0 |  | Hydraulic (WF-CWE) | HOSE, 1/2 HPU COOLING PUMP TO GEARBOX MODULE PORT A3 | . | £0.00 | 509-000813 | WUK
WFHY11 | BA HOSES | 1 | 1 | 0 |  | Hydraulic (WF-CWE) | HOSE, 1/2 HPU COOLING PUMP TO GEARBOX MODULE PORT A3 | . | £0.00 | 509-000813 | WUK
WFHY12 | THREE60 | 0 | 0 | 0 |  | Hydraulic (WF-CWE) | HOSE, 1/2 HPU PUMP CASE DRAIN | . | £0.00 | 509-000632 | WUK
WFHY12 | Bathgate | 0 | 0 | 0 |  | Hydraulic (WF-CWE) | HOSE, 1/2 HPU PUMP CASE DRAIN | . | £0.00 | 509-000632 | WUK
WFHY12 | BA HOSES | 1 | 1 | 0 |  | Hydraulic (WF-CWE) | HOSE, 1/2 HPU PUMP CASE DRAIN | . | £0.00 | 509-000632 | WUK
WFHY13 | THREE60 | 0 | 0 | 0 |  | Hydraulic (WF-CWE) | HOSE, 1/4 GEARBOX MANIFOLD PORT BR TO UPPER BRAKE CALIPER | . | £0.00 | 509-000810 | WUK
WFHY13 | Bathgate | 0 | 0 | 0 |  | Hydraulic (WF-CWE) | HOSE, 1/4 GEARBOX MANIFOLD PORT BR TO UPPER BRAKE CALIPER | . | £0.00 | 509-000810 | WUK
WFHY13 | BA HOSES | 1 | 1 | 0 |  | Hydraulic (WF-CWE) | HOSE, 1/4 GEARBOX MANIFOLD PORT BR TO UPPER BRAKE CALIPER | . | £0.00 | 509-000810 | WUK
WFHY14 | THREE60 | 0 | 0 | 0 |  | Hydraulic (WF-CWE) | HOSE, 1/4 GEARBOX MANIFOLD PORT Y TO PROPORTIONAL RELIEF VALVE SIDE DRAIN | . | £0.00 | 509-000734 | WUK
WFHY14 | Bathgate | 0 | 0 | 0 |  | Hydraulic (WF-CWE) | HOSE, 1/4 GEARBOX MANIFOLD PORT Y TO PROPORTIONAL RELIEF VALVE SIDE DRAIN | . | £0.00 | 509-000734 | WUK
WFHY14 | BA HOSES | 1 | 1 | 0 |  | Hydraulic (WF-CWE) | HOSE, 1/4 GEARBOX MANIFOLD PORT Y TO PROPORTIONAL RELIEF VALVE SIDE DRAIN | . | £0.00 | 509-000734 | WUK
WFHY15 | THREE60 | 0 | 0 | 0 |  | Hydraulic (WF-CWE) | HOSE, 1/4 PITCH MANIFOLD PORT DR TO GEARBOX MANIFOLD PORT DR | . | £0.00 | 509-000801 | WUK
WFHY15 | Bathgate | 0 | 0 | 0 |  | Hydraulic (WF-CWE) | HOSE, 1/4 PITCH MANIFOLD PORT DR TO GEARBOX MANIFOLD PORT DR | . | £0.00 | 509-000801 | WUK
WFHY15 | BA HOSES | 1 | 1 | 0 |  | Hydraulic (WF-CWE) | HOSE, 1/4 PITCH MANIFOLD PORT DR TO GEARBOX MANIFOLD PORT DR | . | £0.00 | 509-000801 | WUK
WFHY16 | THREE60 | 0 | 0 | 0 |  | Hydraulic (WF-CWE) | HOSE, 1/4 PORT YAW DRIVE BRAKE TO STARBOARD YAW DRIVE BRAKE | . | £0.00 | 509-000798 | WUK
WFHY16 | Bathgate | 0 | 0 | 0 |  | Hydraulic (WF-CWE) | HOSE, 1/4 PORT YAW DRIVE BRAKE TO STARBOARD YAW DRIVE BRAKE | . | £0.00 | 509-000798 | WUK
WFHY16 | BA HOSES | 1 | 1 | 0 |  | Hydraulic (WF-CWE) | HOSE, 1/4 PORT YAW DRIVE BRAKE TO STARBOARD YAW DRIVE BRAKE | . | £0.00 | 509-000798 | WUK
WFHY17 | THREE60 | 0 | 0 | 0 |  | Hydraulic (WF-CWE) | HOSE, 1/4 UPPER BRAKE CALIPER TO LOWER BRAKE CALIPER | . | £0.00 | 509-000811 | WUK
WFHY17 | Bathgate | 0 | 0 | 0 |  | Hydraulic (WF-CWE) | HOSE, 1/4 UPPER BRAKE CALIPER TO LOWER BRAKE CALIPER | . | £0.00 | 509-000811 | WUK
WFHY17 | BA HOSES | 1 | 1 | 0 |  | Hydraulic (WF-CWE) | HOSE, 1/4 UPPER BRAKE CALIPER TO LOWER BRAKE CALIPER | . | £0.00 | 509-000811 | WUK
WFHY18 | THREE60 | 0 | 0 | 0 |  | Hydraulic (WF-CWE) | HOSE, 1/4 YAW MANIFOLD PORT BR TO PORT YAW DRIVE BRAKE | . | £0.00 | 509-000797 | WUK
WFHY18 | Bathgate | 0 | 0 | 0 |  | Hydraulic (WF-CWE) | HOSE, 1/4 YAW MANIFOLD PORT BR TO PORT YAW DRIVE BRAKE | . | £0.00 | 509-000797 | WUK
WFHY18 | BA HOSES | 1 | 1 | 0 |  | Hydraulic (WF-CWE) | HOSE, 1/4 YAW MANIFOLD PORT BR TO PORT YAW DRIVE BRAKE | . | £0.00 | 509-000797 | WUK
WFHY19 | Bathgate | 1 | 1 | 18.93 |  | Hydraulic (WF-CWE) | Hose, 1/4" Yaw Motor Case Drain | . | £18.93 | 509-000988 | WUK
WFHY19 | BA-IN | 0 | 0 | 0 |  | Hydraulic (WF-CWE) | Hose, 1/4" Yaw Motor Case Drain | . | £18.93 | 509-000988 | WUK
WFHY20 | THREE60 | 0 | 0 | 0 |  | Hydraulic (WF-CWE) | HOSE, 3/4 GEARBOX COOLER TO MANIFOLD, INSIDE | . | £0.00 | 509-000935 | WUK
WFHY20 | Bathgate | 0 | 0 | 0 |  | Hydraulic (WF-CWE) | HOSE, 3/4 GEARBOX COOLER TO MANIFOLD, INSIDE | . | £0.00 | 509-000935 | WUK
WFHY20 | BA HOSES | 1 | 1 | 0 |  | Hydraulic (WF-CWE) | HOSE, 3/4 GEARBOX COOLER TO MANIFOLD, INSIDE | . | £0.00 | 509-000935 | WUK
WFHY21 | THREE60 | 0 | 0 | 0 |  | Hydraulic (WF-CWE) | HOSE, 3/4 GEARBOX COOLER TO MANIFOLD, OUTSIDE | . | £0.00 | 509-000934 | WUK
WFHY21 | Bathgate | 0 | 0 | 0 |  | Hydraulic (WF-CWE) | HOSE, 3/4 GEARBOX COOLER TO MANIFOLD, OUTSIDE | . | £0.00 | 509-000934 | WUK
WFHY21 | BA HOSES | 1 | 1 | 0 |  | Hydraulic (WF-CWE) | HOSE, 3/4 GEARBOX COOLER TO MANIFOLD, OUTSIDE | . | £0.00 | 509-000934 | WUK
WFHY22 | THREE60 | 0 | 0 | 0 |  | Hydraulic (WF-CWE) | HOSE, 3/4 GEARBOX FILTER TO GB MANIFOLD | . | £0.00 | 509-000746 | WUK
WFHY22 | Bathgate | 0 | 0 | 0 |  | Hydraulic (WF-CWE) | HOSE, 3/4 GEARBOX FILTER TO GB MANIFOLD | . | £0.00 | 509-000746 | WUK
WFHY22 | BA HOSES | 1 | 1 | 0 |  | Hydraulic (WF-CWE) | HOSE, 3/4 GEARBOX FILTER TO GB MANIFOLD | . | £0.00 | 509-000746 | WUK
WFHY23 | THREE60 | 0 | 0 | 0 |  | Hydraulic (WF-CWE) | HOSE, 3/4 GEARBOX LUBE PUMP TO GB FILTER | . | £0.00 | 509-000745 | WUK
WFHY23 | Bathgate | 0 | 0 | 0 |  | Hydraulic (WF-CWE) | HOSE, 3/4 GEARBOX LUBE PUMP TO GB FILTER | . | £0.00 | 509-000745 | WUK
WFHY23 | BA HOSES | 1 | 1 | 0 |  | Hydraulic (WF-CWE) | HOSE, 3/4 GEARBOX LUBE PUMP TO GB FILTER | . | £0.00 | 509-000745 | WUK
WFHY24 | THREE60 | 0 | 0 | 0 |  | Hydraulic (WF-CWE) | HOSE, 3/4 GEARBOX MANIFOLD PORT A2 TO TL FILTER | . | £0.00 | 509-000885 | WUK
WFHY24 | Bathgate | 0 | 0 | 0 |  | Hydraulic (WF-CWE) | HOSE, 3/4 GEARBOX MANIFOLD PORT A2 TO TL FILTER | . | £0.00 | 509-000885 | WUK
WFHY24 | BA HOSES | 1 | 1 | 0 |  | Hydraulic (WF-CWE) | HOSE, 3/4 GEARBOX MANIFOLD PORT A2 TO TL FILTER | . | £0.00 | 509-000885 | WUK
WFHY25 | THREE60 | 0 | 0 | 0 |  | Hydraulic (WF-CWE) | HOSE, 3/4 GEARBOX MANIFOLD PORT B TO TL MOTOR-PUMP PORT B | . | £0.00 | 509-000805 | WUK
WFHY25 | Bathgate | 0 | 0 | 0 |  | Hydraulic (WF-CWE) | HOSE, 3/4 GEARBOX MANIFOLD PORT B TO TL MOTOR-PUMP PORT B | . | £0.00 | 509-000805 | WUK
WFHY25 | BA HOSES | 1 | 1 | 0 |  | Hydraulic (WF-CWE) | HOSE, 3/4 GEARBOX MANIFOLD PORT B TO TL MOTOR-PUMP PORT B | . | £0.00 | 509-000805 | WUK
WFHY26 | THREE60 | 0 | 0 | 0 |  | Hydraulic (WF-CWE) | HOSE, 3/4 GEARBOX MANIFOLD PORT T TEE TO RETURN PIPE | . | £0.00 | 509-000783 | WUK
WFHY26 | Bathgate | 0 | 0 | 0 |  | Hydraulic (WF-CWE) | HOSE, 3/4 GEARBOX MANIFOLD PORT T TEE TO RETURN PIPE | . | £0.00 | 509-000783 | WUK
WFHY26 | BA HOSES | 1 | 1 | 0 |  | Hydraulic (WF-CWE) | HOSE, 3/4 GEARBOX MANIFOLD PORT T TEE TO RETURN PIPE | . | £0.00 | 509-000783 | WUK
WFHY27 | THREE60 | 0 | 0 | 0 |  | Hydraulic (WF-CWE) | HOSE, 3/4 GEARBOX THERMO TO GB COOLER, INSIDE | . | £0.00 | 509-000932 | WUK
WFHY27 | Bathgate | 0 | 0 | 0 |  | Hydraulic (WF-CWE) | HOSE, 3/4 GEARBOX THERMO TO GB COOLER, INSIDE | . | £0.00 | 509-000932 | WUK
WFHY27 | BA HOSES | 1 | 1 | 0 |  | Hydraulic (WF-CWE) | HOSE, 3/4 GEARBOX THERMO TO GB COOLER, INSIDE | . | £0.00 | 509-000932 | WUK
WFHY28 | THREE60 | 0 | 0 | 0 |  | Hydraulic (WF-CWE) | HOSE, 3/4 GEARBOX THERMO TO GB COOLER, OUTSIDE | . | £0.00 | 509-000933 | WUK
WFHY28 | Bathgate | 0 | 0 | 0 |  | Hydraulic (WF-CWE) | HOSE, 3/4 GEARBOX THERMO TO GB COOLER, OUTSIDE | . | £0.00 | 509-000933 | WUK
WFHY28 | BA HOSES | 1 | 1 | 0 |  | Hydraulic (WF-CWE) | HOSE, 3/4 GEARBOX THERMO TO GB COOLER, OUTSIDE | . | £0.00 | 509-000933 | WUK
WFHY29 | THREE60 | 0 | 0 | 0 |  | Hydraulic (WF-CWE) | HOSE, 3/4 HPU PUMP OUTLET | . | £0.00 | 509-000956 | WUK
WFHY29 | Bathgate | 0 | 0 | 0 |  | Hydraulic (WF-CWE) | HOSE, 3/4 HPU PUMP OUTLET | . | £0.00 | 509-000956 | WUK
WFHY29 | BA HOSES | 1 | 1 | 0 |  | Hydraulic (WF-CWE) | HOSE, 3/4 HPU PUMP OUTLET | . | £0.00 | 509-000956 | WUK
WFHY30 | THREE60 | 0 | 0 | 0 |  | Hydraulic (WF-CWE) | HOSE, 3/4 HPU TO PRESSURE FILTER INLET | . | £0.00 | 509-000779 | WUK
WFHY30 | Bathgate | 0 | 0 | 0 |  | Hydraulic (WF-CWE) | HOSE, 3/4 HPU TO PRESSURE FILTER INLET | . | £0.00 | 509-000779 | WUK
WFHY30 | BA HOSES | 1 | 1 | 0 |  | Hydraulic (WF-CWE) | HOSE, 3/4 HPU TO PRESSURE FILTER INLET | . | £0.00 | 509-000779 | WUK
WFHY31 | THREE60 | 0 | 0 | 0 |  | Hydraulic (WF-CWE) | HOSE, 3/4 HYD COOLER 2 TO PORT B2, INSIDE | . | £0.00 | 509-000939 | WUK
WFHY31 | Bathgate | 0 | 0 | 0 |  | Hydraulic (WF-CWE) | HOSE, 3/4 HYD COOLER 2 TO PORT B2, INSIDE | . | £0.00 | 509-000939 | WUK
WFHY31 | BA HOSES | 1 | 1 | 0 |  | Hydraulic (WF-CWE) | HOSE, 3/4 HYD COOLER 2 TO PORT B2, INSIDE | . | £0.00 | 509-000939 | WUK
WFHY32 | THREE60 | 0 | 0 | 0 |  | Hydraulic (WF-CWE) | HOSE, 3/4 HYD COOLER 2 TO PORT B2, OUTSIDE | . | £0.00 | 509-000938 | WUK
WFHY32 | Bathgate | 0 | 0 | 0 |  | Hydraulic (WF-CWE) | HOSE, 3/4 HYD COOLER 2 TO PORT B2, OUTSIDE | . | £0.00 | 509-000938 | WUK
WFHY32 | BA HOSES | 1 | 1 | 0 |  | Hydraulic (WF-CWE) | HOSE, 3/4 HYD COOLER 2 TO PORT B2, OUTSIDE | . | £0.00 | 509-000938 | WUK
WFHY33 | THREE60 | 0 | 0 | 0 |  | Hydraulic (WF-CWE) | HOSE, 3/4 LVS COOLER TO HPU RETURN | . | £0.00 | 509-001005 | WUK
WFHY33 | Bathgate | 0 | 0 | 0 |  | Hydraulic (WF-CWE) | HOSE, 3/4 LVS COOLER TO HPU RETURN | . | £0.00 | 509-001005 | WUK
WFHY33 | BA HOSES | 1 | 1 | 0 |  | Hydraulic (WF-CWE) | HOSE, 3/4 LVS COOLER TO HPU RETURN | . | £0.00 | 509-001005 | WUK
WFHY34 | THREE60 | 0 | 0 | 0 |  | Hydraulic (WF-CWE) | HOSE, 3/4 PRESSURE FILTER OUTLET CHECK VALVE TO PRESSURE PIPE | . | £0.00 | 509-000780 | WUK
WFHY34 | Bathgate | 0 | 0 | 0 |  | Hydraulic (WF-CWE) | HOSE, 3/4 PRESSURE FILTER OUTLET CHECK VALVE TO PRESSURE PIPE | . | £0.00 | 509-000780 | WUK
WFHY34 | BA HOSES | 1 | 1 | 0 |  | Hydraulic (WF-CWE) | HOSE, 3/4 PRESSURE FILTER OUTLET CHECK VALVE TO PRESSURE PIPE | . | £0.00 | 509-000780 | WUK
WFHY35 | THREE60 | 0 | 0 | 0 |  | Hydraulic (WF-CWE) | HOSE, 3/4 PRESSURE FILTER OUTLET CHECK VALVE TO SYSTEM ACCUMULATOR | . | £0.00 | 509-000781 | WUK
WFHY35 | Bathgate | 0 | 0 | 0 |  | Hydraulic (WF-CWE) | HOSE, 3/4 PRESSURE FILTER OUTLET CHECK VALVE TO SYSTEM ACCUMULATOR | . | £0.00 | 509-000781 | WUK
WFHY35 | BA HOSES | 1 | 1 | 0 |  | Hydraulic (WF-CWE) | HOSE, 3/4 PRESSURE FILTER OUTLET CHECK VALVE TO SYSTEM ACCUMULATOR | . | £0.00 | 509-000781 | WUK
WFHY36 | THREE60 | 0 | 0 | 0 |  | Hydraulic (WF-CWE) | HOSE, 3/4 PRESSURE FILTER OUTLET TO YAW MANIFOLD PORT P1 | . | £0.00 | 509-000789 | WUK
WFHY36 | Bathgate | 0 | 0 | 0 |  | Hydraulic (WF-CWE) | HOSE, 3/4 PRESSURE FILTER OUTLET TO YAW MANIFOLD PORT P1 | . | £0.00 | 509-000789 | WUK
WFHY36 | BA HOSES | 1 | 1 | 0 |  | Hydraulic (WF-CWE) | HOSE, 3/4 PRESSURE FILTER OUTLET TO YAW MANIFOLD PORT P1 | . | £0.00 | 509-000789 | WUK
WFHY37 | THREE60 | 0 | 0 | 0 |  | Hydraulic (WF-CWE) | HOSE, 3/4 PRESSURE PIPE TO GEARBOX MANIFOLD PORT P | . | £0.00 | 509-000782 | WUK
WFHY37 | Bathgate | 0 | 0 | 0 |  | Hydraulic (WF-CWE) | HOSE, 3/4 PRESSURE PIPE TO GEARBOX MANIFOLD PORT P | . | £0.00 | 509-000782 | WUK
WFHY37 | BA HOSES | 1 | 1 | 0 |  | Hydraulic (WF-CWE) | HOSE, 3/4 PRESSURE PIPE TO GEARBOX MANIFOLD PORT P | . | £0.00 | 509-000782 | WUK
WFHY38 | THREE60 | 0 | 0 | 0 |  | Hydraulic (WF-CWE) | HOSE, 3/4 RETURN PIPE TO YAW RETURN LINE TEE | . | £0.00 | 509-000784 | WUK
WFHY38 | Bathgate | 0 | 0 | 0 |  | Hydraulic (WF-CWE) | HOSE, 3/4 RETURN PIPE TO YAW RETURN LINE TEE | . | £0.00 | 509-000784 | WUK
WFHY38 | BA HOSES | 1 | 1 | 0 |  | Hydraulic (WF-CWE) | HOSE, 3/4 RETURN PIPE TO YAW RETURN LINE TEE | . | £0.00 | 509-000784 | WUK
WFHY39 | THREE60 | 0 | 0 | 0 |  | Hydraulic (WF-CWE) | HOSE, 3/4 TL FILTER TO HYDRAULIC COOLER 1, INSIDE | . | £0.00 | 509-000936 | WUK
WFHY39 | Bathgate | 0 | 0 | 0 |  | Hydraulic (WF-CWE) | HOSE, 3/4 TL FILTER TO HYDRAULIC COOLER 1, INSIDE | . | £0.00 | 509-000936 | WUK
WFHY39 | BA HOSES | 1 | 1 | 0 |  | Hydraulic (WF-CWE) | HOSE, 3/4 TL FILTER TO HYDRAULIC COOLER 1, INSIDE | . | £0.00 | 509-000936 | WUK
WFHY40 | THREE60 | 0 | 0 | 0 |  | Hydraulic (WF-CWE) | HOSE, 3/4 TL FILTER TO HYDRAULIC COOLER 1, OUTSIDE | . | £0.00 | 509-000937 | WUK
WFHY40 | Bathgate | 0 | 0 | 0 |  | Hydraulic (WF-CWE) | HOSE, 3/4 TL FILTER TO HYDRAULIC COOLER 1, OUTSIDE | . | £0.00 | 509-000937 | WUK
WFHY40 | BA HOSES | 1 | 1 | 0 |  | Hydraulic (WF-CWE) | HOSE, 3/4 TL FILTER TO HYDRAULIC COOLER 1, OUTSIDE | . | £0.00 | 509-000937 | WUK
WFHY41 | THREE60 | 0 | 0 | 0 |  | Hydraulic (WF-CWE) | HOSE, 3/4 TL MOTOR-PUMP PORT A TO GEARBOX MANIFOLD PORT A | . | £0.00 | 509-000806 | WUK
WFHY41 | Bathgate | 0 | 0 | 0 |  | Hydraulic (WF-CWE) | HOSE, 3/4 TL MOTOR-PUMP PORT A TO GEARBOX MANIFOLD PORT A | . | £0.00 | 509-000806 | WUK
WFHY41 | BA HOSES | 1 | 1 | 0 |  | Hydraulic (WF-CWE) | HOSE, 3/4 TL MOTOR-PUMP PORT A TO GEARBOX MANIFOLD PORT A | . | £0.00 | 509-000806 | WUK
WFHY42 | THREE60 | 0 | 0 | 0 |  | Hydraulic (WF-CWE) | HOSE, 3/4 YAW MANIFOLD PORT T TO HPU RETURN FILTER | . | £0.00 | 509-000790 | WUK
WFHY42 | Bathgate | 0 | 0 | 0 |  | Hydraulic (WF-CWE) | HOSE, 3/4 YAW MANIFOLD PORT T TO HPU RETURN FILTER | . | £0.00 | 509-000790 | WUK
WFHY42 | BA HOSES | 1 | 1 | 0 |  | Hydraulic (WF-CWE) | HOSE, 3/4 YAW MANIFOLD PORT T TO HPU RETURN FILTER | . | £0.00 | 509-000790 | WUK
WFHY43 | Bathgate | 1 | 1 | 0 |  | Hydraulic (WF-CWE) | Hose, 3/4" Gearbox Lube Pump | . | £0.00 | 506-000089 | WUK
WFHY43 | THREE60 | 0 | 0 | 0 |  | Hydraulic (WF-CWE) | Hose, 3/4" Gearbox Lube Pump | . | £0.00 | 506-000089 | WUK
WFHY43 | BA-IN | 0 | 0 | 0 |  | Hydraulic (WF-CWE) | Hose, 3/4" Gearbox Lube Pump | . | £0.00 | 506-000089 | WUK
WFHY43 | BA HOSES | 1 | 1 | 0 |  | Hydraulic (WF-CWE) | Hose, 3/4" Gearbox Lube Pump | . | £0.00 | 506-000089 | WUK
WFHY44 | THREE60 | 0 | 0 | 0 |  | Hydraulic (WF-CWE) | HOSE, 3/8 PORT YAW DRIVE CASE DRAIN TO HPU | . | £0.00 | 509-000791 | WUK
WFHY44 | Bathgate | 0 | 0 | 0 |  | Hydraulic (WF-CWE) | HOSE, 3/8 PORT YAW DRIVE CASE DRAIN TO HPU | . | £0.00 | 509-000791 | WUK
WFHY44 | BA HOSES | 1 | 1 | 0 |  | Hydraulic (WF-CWE) | HOSE, 3/8 PORT YAW DRIVE CASE DRAIN TO HPU | . | £0.00 | 509-000791 | WUK
WFHY45 | THREE60 | 0 | 0 | 0 |  | Hydraulic (WF-CWE) | HOSE, 3/8 PORT YAW DRIVE CASE DRAIN TO STARBOARD YAW DRIVE CASE DRAIN | . | £0.00 | 509-000792 | WUK
WFHY45 | Bathgate | 0 | 0 | 0 |  | Hydraulic (WF-CWE) | HOSE, 3/8 PORT YAW DRIVE CASE DRAIN TO STARBOARD YAW DRIVE CASE DRAIN | . | £0.00 | 509-000792 | WUK
WFHY45 | BA HOSES | 1 | 1 | 0 |  | Hydraulic (WF-CWE) | HOSE, 3/8 PORT YAW DRIVE CASE DRAIN TO STARBOARD YAW DRIVE CASE DRAIN | . | £0.00 | 509-000792 | WUK
WFHY46 | THREE60 | 0 | 0 | 0 |  | Hydraulic (WF-CWE) | HOSE, 3/8 TL MOTOR-PUMP CASE DRAIN TO GEARBOX MANIFOLD PORT T TEE | . | £0.00 | 509-000807 | WUK
WFHY46 | Bathgate | 0 | 0 | 0 |  | Hydraulic (WF-CWE) | HOSE, 3/8 TL MOTOR-PUMP CASE DRAIN TO GEARBOX MANIFOLD PORT T TEE | . | £0.00 | 509-000807 | WUK
WFHY46 | BA HOSES | 1 | 1 | 0 |  | Hydraulic (WF-CWE) | HOSE, 3/8 TL MOTOR-PUMP CASE DRAIN TO GEARBOX MANIFOLD PORT T TEE | . | £0.00 | 509-000807 | WUK
WFHY47 | THREE60 | 0 | 0 | 0 |  | Hydraulic (WF-CWE) | HOSE, 5/8 GEARBOX MANIFOLD PORT P1 TO PITCH FILTER | . | £0.00 | 509-000735 | WUK
WFHY47 | Bathgate | 0 | 0 | 0 |  | Hydraulic (WF-CWE) | HOSE, 5/8 GEARBOX MANIFOLD PORT P1 TO PITCH FILTER | . | £0.00 | 509-000735 | WUK
WFHY47 | BA HOSES | 1 | 1 | 0 |  | Hydraulic (WF-CWE) | HOSE, 5/8 GEARBOX MANIFOLD PORT P1 TO PITCH FILTER | . | £0.00 | 509-000735 | WUK
WFHY48 | THREE60 | 0 | 0 | 0 |  | Hydraulic (WF-CWE) | HOSE, 5/8 LVS CHARGE PUMP TO LVS PUMP FILTER | . | £0.00 | 509-000957 | WUK
WFHY48 | Bathgate | 0 | 0 | 0 |  | Hydraulic (WF-CWE) | HOSE, 5/8 LVS CHARGE PUMP TO LVS PUMP FILTER | . | £0.00 | 509-000957 | WUK
WFHY48 | BA HOSES | 1 | 1 | 0 |  | Hydraulic (WF-CWE) | HOSE, 5/8 LVS CHARGE PUMP TO LVS PUMP FILTER | . | £0.00 | 509-000957 | WUK
WFHY49 | THREE60 | 0 | 0 | 0 |  | Hydraulic (WF-CWE) | HOSE, 5/8 LVS PUMP PORT L TO LVS PUMP PORT T | . | £0.00 | 509-000693 | WUK
WFHY49 | Bathgate | 0 | 0 | 0 |  | Hydraulic (WF-CWE) | HOSE, 5/8 LVS PUMP PORT L TO LVS PUMP PORT T | . | £0.00 | 509-000693 | WUK
WFHY49 | BA HOSES | 1 | 1 | 0 |  | Hydraulic (WF-CWE) | HOSE, 5/8 LVS PUMP PORT L TO LVS PUMP PORT T | . | £0.00 | 509-000693 | WUK
WFHY50 | THREE60 | 0 | 0 | 0 |  | Hydraulic (WF-CWE) | HOSE, 5/8 LVS PUMP PORT T TEE TO HPU RETURN | . | £0.00 | 509-000788 | WUK
WFHY50 | Bathgate | 0 | 0 | 0 |  | Hydraulic (WF-CWE) | HOSE, 5/8 LVS PUMP PORT T TEE TO HPU RETURN | . | £0.00 | 509-000788 | WUK
WFHY50 | BA HOSES | 1 | 1 | 0 |  | Hydraulic (WF-CWE) | HOSE, 5/8 LVS PUMP PORT T TEE TO HPU RETURN | . | £0.00 | 509-000788 | WUK
WFHY51 | THREE60 | 0 | 0 | 0 |  | Hydraulic (WF-CWE) | HOSE, 5/8 PITCH FILTER TO PITCH MANIFOLD PORT P | . | £0.00 | 509-000799 | WUK
WFHY51 | Bathgate | 0 | 0 | 0 |  | Hydraulic (WF-CWE) | HOSE, 5/8 PITCH FILTER TO PITCH MANIFOLD PORT P | . | £0.00 | 509-000799 | WUK
WFHY51 | BA HOSES | 1 | 1 | 0 |  | Hydraulic (WF-CWE) | HOSE, 5/8 PITCH FILTER TO PITCH MANIFOLD PORT P | . | £0.00 | 509-000799 | WUK
WFHY52 | THREE60 | 0 | 0 | 0 |  | Hydraulic (WF-CWE) | HOSE, 5/8 PITCH MANIFOLD PORT ACC TO PITCH ACCUMULATOR | . | £0.00 | 509-000802 | WUK
WFHY52 | Bathgate | 0 | 0 | 0 |  | Hydraulic (WF-CWE) | HOSE, 5/8 PITCH MANIFOLD PORT ACC TO PITCH ACCUMULATOR | . | £0.00 | 509-000802 | WUK
WFHY52 | BA HOSES | 1 | 1 | 0 |  | Hydraulic (WF-CWE) | HOSE, 5/8 PITCH MANIFOLD PORT ACC TO PITCH ACCUMULATOR | . | £0.00 | 509-000802 | WUK
WFHY53 | THREE60 | 0 | 0 | 0 |  | Hydraulic (WF-CWE) | HOSE, 5/8 PITCH MANIFOLD PORT T TO GEARBOX MANIFOLD PORT T2 | . | £0.00 | 509-000800 | WUK
WFHY53 | Bathgate | 0 | 0 | 0 |  | Hydraulic (WF-CWE) | HOSE, 5/8 PITCH MANIFOLD PORT T TO GEARBOX MANIFOLD PORT T2 | . | £0.00 | 509-000800 | WUK
WFHY53 | BA HOSES | 1 | 1 | 0 |  | Hydraulic (WF-CWE) | HOSE, 5/8 PITCH MANIFOLD PORT T TO GEARBOX MANIFOLD PORT T2 | . | £0.00 | 509-000800 | WUK
WFHY54 | THREE60 | 0 | 0 | 0 |  | Hydraulic (WF-CWE) | HOSE, 5/8 PORT YAW DRIVE A TO STARBOARD YAW DRIVE A | . | £0.00 | 509-000794 | WUK
WFHY54 | Bathgate | 0 | 0 | 0 |  | Hydraulic (WF-CWE) | HOSE, 5/8 PORT YAW DRIVE A TO STARBOARD YAW DRIVE A | . | £0.00 | 509-000794 | WUK
WFHY54 | BA HOSES | 1 | 1 | 0 |  | Hydraulic (WF-CWE) | HOSE, 5/8 PORT YAW DRIVE A TO STARBOARD YAW DRIVE A | . | £0.00 | 509-000794 | WUK
WFHY55 | THREE60 | 0 | 0 | 0 |  | Hydraulic (WF-CWE) | HOSE, 5/8 PORT YAW DRIVE B TO STARBOARD YAW DRIVE B | . | £0.00 | 509-000796 | WUK
WFHY55 | Bathgate | 0 | 0 | 0 |  | Hydraulic (WF-CWE) | HOSE, 5/8 PORT YAW DRIVE B TO STARBOARD YAW DRIVE B | . | £0.00 | 509-000796 | WUK
WFHY55 | BA HOSES | 1 | 1 | 0 |  | Hydraulic (WF-CWE) | HOSE, 5/8 PORT YAW DRIVE B TO STARBOARD YAW DRIVE B | . | £0.00 | 509-000796 | WUK
WFHY56 | THREE60 | 0 | 0 | 0 |  | Hydraulic (WF-CWE) | HOSE, 5/8 YAW MANIFOLD PORT A TO PORT YAW DRIVE A | . | £0.00 | 509-000793 | WUK
WFHY56 | Bathgate | 0 | 0 | 0 |  | Hydraulic (WF-CWE) | HOSE, 5/8 YAW MANIFOLD PORT A TO PORT YAW DRIVE A | . | £0.00 | 509-000793 | WUK
WFHY56 | BA HOSES | 1 | 1 | 0 |  | Hydraulic (WF-CWE) | HOSE, 5/8 YAW MANIFOLD PORT A TO PORT YAW DRIVE A | . | £0.00 | 509-000793 | WUK
WFHY57 | THREE60 | 0 | 0 | 0 |  | Hydraulic (WF-CWE) | HOSE, 5/8 YAW MANIFOLD PORT B TO PORT YAW DRIVE B | . | £0.00 | 509-000795 | WUK
WFHY57 | Bathgate | 0 | 0 | 0 |  | Hydraulic (WF-CWE) | HOSE, 5/8 YAW MANIFOLD PORT B TO PORT YAW DRIVE B | . | £0.00 | 509-000795 | WUK
WFHY57 | BA HOSES | 1 | 1 | 0 |  | Hydraulic (WF-CWE) | HOSE, 5/8 YAW MANIFOLD PORT B TO PORT YAW DRIVE B | . | £0.00 | 509-000795 | WUK
WFL100 | Bathgate | 3 | 3 | 491.34 |  | Electrical (WF-CWE) | Kit, Droop Current Transformer | . | £163.78 | 514-000142 | WUK
WFL100 | BA-IN | 0 | 0 | 0 |  | Electrical (WF-CWE) | Kit, Droop Current Transformer | . | £163.78 | 514-000142 | WUK
WFME01 | Bathgate | 4 | 4 | 0 |  | Mechanical (WF-CWE) | 0.6mm Electroglav TEETER THRUS, SHIM | . | £0.00 | 503-000193 | WUK
WFME01 | BA-IN | 0 | 0 | 0 |  | Mechanical (WF-CWE) | 0.6mm Electroglav TEETER THRUS, SHIM | . | £0.00 | 503-000193 | WUK
WFME02 | Bathgate | 4 | 4 | 52.28 |  | Mechanical (WF-CWE) | 1/4" BSPP to 13/16" ORFS adapter | . | £13.07 | 509-000544 | WUK
WFME02 | LTS | 0 | 0 | 0 |  | Mechanical (WF-CWE) | 1/4" BSPP to 13/16" ORFS adapter | . | £13.07 | 509-000544 | WUK
WFME02 | THREE60 | 1 | 1 | 13.07 |  | Mechanical (WF-CWE) | 1/4" BSPP to 13/16" ORFS adapter | . | £13.07 | 509-000544 | WUK
WFME02 | BA-IN | 0 | 0 | 0 |  | Mechanical (WF-CWE) | 1/4" BSPP to 13/16" ORFS adapter | . | £13.07 | 509-000544 | WUK
WFME03 | Bathgate | 333 | 333 | 56.61 |  | Mechanical (WF-CWE) | 15 mm Diameter Ball Bearing | . | £0.17 | 5-9407 | WUK
WFME03 | BA-IN | 0 | 0 | 0 |  | Mechanical (WF-CWE) | 15 mm Diameter Ball Bearing | . | £0.17 | 5-9407 | WUK
WFME04 | Bathgate | 1 | 1 | 817.6 |  | Mechanical (WF-CWE) | Accumulator 20 L | . | £817.60 | 509-000602 | WUK
WFME04 | BA-IN | 0 | 0 | 0 |  | Mechanical (WF-CWE) | Accumulator 20 L | . | £817.60 | 509-000602 | WUK
WFME05 | Bathgate | 1 | 1 | 37.95 |  | Mechanical (WF-CWE) | Adaptor 1-1/4" BSPP to 3/4" BSPP | . | £37.95 | 509-000157 | WUK
WFME05 | BA-IN | 0 | 0 | 0 |  | Mechanical (WF-CWE) | Adaptor 1-1/4" BSPP to 3/4" BSPP | . | £37.95 | 509-000157 | WUK
WFME06 | Bathgate | 1 | 1 | 0 |  | Mechanical (WF-CWE) | Adaptor, 1" BSPP to 1-3/16" ORFS MM | . | £0.00 | 509-000440 | WUK
WFME06 | BA-IN | 0 | 0 | 0 |  | Mechanical (WF-CWE) | Adaptor, 1" BSPP to 1-3/16" ORFS MM | . | £0.00 | 509-000440 | WUK
WFME07 | Bathgate | 1 | 1 | 6.36 |  | Mechanical (WF-CWE) | ADAPTOR, 1/2" BSP TO 10 mm TUBING PUSH LOCK, MF | . | £6.36 | 509-001003 | WUK
WFME07 | AK21 PLN | 0 | 0 | 0 |  | Mechanical (WF-CWE) | ADAPTOR, 1/2" BSP TO 10 mm TUBING PUSH LOCK, MF | . | £6.36 | 509-001003 | WUK
WFME08 | Bathgate | 1 | 1 | 0 |  | Mechanical (WF-CWE) | ADAPTOR, 1-3/16" ORFS MALE TO 1-3/16" ORFS FEMALE 45 DEG | . | £0.00 | 509-000567 | WUK
WFME08 | BA-IN | 0 | 0 | 0 |  | Mechanical (WF-CWE) | ADAPTOR, 1-3/16" ORFS MALE TO 1-3/16" ORFS FEMALE 45 DEG | . | £0.00 | 509-000567 | WUK
WFME10 | Bathgate | 1 | 1 | 4.43 |  | Mechanical (WF-CWE) | ADAPTOR, 3/8" BSP TO 10 mm TUBING PUSH LOCK, MF | . | £4.43 | 509-001002 | WUK
WFME10 | BA-IN | 0 | 0 | 0 |  | Mechanical (WF-CWE) | ADAPTOR, 3/8" BSP TO 10 mm TUBING PUSH LOCK, MF | . | £4.43 | 509-001002 | WUK
WFME100 | Bathgate | 16 | 16 | 4.64 |  | Mechanical (WF-CWE) | M12 FLAT WASHER ZP | . | £0.29 | 5-9217 | WUK
WFME100 | BA-IN | 0 | 0 | 0 |  | Mechanical (WF-CWE) | M12 FLAT WASHER ZP | . | £0.29 | 5-9217 | WUK
WFME101 | Bathgate | 3 | 3 | 2.31 |  | Mechanical (WF-CWE) | M12 X 25 HEX HEAD BOLT 8.8 ZP | . | £0.77 | 5-9023 | WUK
WFME101 | BA-IN | 0 | 0 | 0 |  | Mechanical (WF-CWE) | M12 X 25 HEX HEAD BOLT 8.8 ZP | . | £0.77 | 5-9023 | WUK
WFME102 | Bathgate | 820 | 820 | 2788 |  | Mechanical (WF-CWE) | M20 HARDENED AUTO WASHER MECH GALV | . | £3.40 | 5-9200 | WUK
WFME102 | BA-IN | 0 | 0 | 0 |  | Mechanical (WF-CWE) | M20 HARDENED AUTO WASHER MECH GALV | . | £3.40 | 5-9200 | WUK
WFME103 | Bathgate | 920 | 920 | 276 |  | Mechanical (WF-CWE) | M20 NUT 10.9 MECH GALV | . | £0.30 | 5-9121 | WUK
WFME103 | BA-IN | 0 | 0 | 0 |  | Mechanical (WF-CWE) | M20 NUT 10.9 MECH GALV | . | £0.30 | 5-9121 | WUK
WFME104 | Bathgate | 2 | 2 | 17.76 |  | Mechanical (WF-CWE) | M20 x 210 Rolled Stud 10.9 Mech Galv | . | £8.88 | 5-9056 (REV1) | WUK
WFME104 | BA-IN | 0 | 0 | 0 |  | Mechanical (WF-CWE) | M20 x 210 Rolled Stud 10.9 Mech Galv | . | £8.88 | 5-9056 (REV1) | WUK
WFME105 | Bathgate | 262 | 262 | 335.36 |  | Mechanical (WF-CWE) | M20 X 257 Rolled Stud 10.9 Mech Galv | . | £1.28 | 5-9000 | WUK
WFME105 | BA-IN | 0 | 0 | 0 |  | Mechanical (WF-CWE) | M20 X 257 Rolled Stud 10.9 Mech Galv | . | £1.28 | 5-9000 | WUK
WFME106 | Bathgate | 35 | 35 | 33.6 |  | Mechanical (WF-CWE) | M20 X 80 X 80 X 6 SQ WASHER GALV | . | £0.96 | 5-9224 | WUK
WFME106 | BA-IN | 0 | 0 | 0 |  | Mechanical (WF-CWE) | M20 X 80 X 80 X 6 SQ WASHER GALV | . | £0.96 | 5-9224 | WUK
WFME107 | Bathgate | 12 | 12 | 20.28 |  | Mechanical (WF-CWE) | M24 X 80 HEX HEAD BOLT 8.8 ZP | . | £1.69 | 5-9043 | WUK
WFME107 | BA-IN | 0 | 0 | 0 |  | Mechanical (WF-CWE) | M24 X 80 HEX HEAD BOLT 8.8 ZP | . | £1.69 | 5-9043 | WUK
WFME108 | Bathgate | 6 | 6 | 276.36 |  | Mechanical (WF-CWE) | Middle Trail Hinge Bearing Spacer | . | £46.06 | 5-0359 (REV2) | WUK
WFME108 | BA-IN | 0 | 0 | 0 |  | Mechanical (WF-CWE) | Middle Trail Hinge Bearing Spacer | . | £46.06 | 5-0359 (REV2) | WUK
WFME109 | Bathgate | 2 | 2 | 312.86 |  | Mechanical (WF-CWE) | Mounting Plate, HPU Motor | . | £156.43 | 509-000384 | WUK
WFME109 | BA-IN | 0 | 0 | 0 |  | Mechanical (WF-CWE) | Mounting Plate, HPU Motor | . | £156.43 | 509-000384 | WUK
WFME11 | Bathgate | 8 | 8 | 200.56 |  | Mechanical (WF-CWE) | Air Filters for HCI534F23 | . | £25.07 | 5-1418 | WUK
WFME11 | BA-IN | 0 | 0 | 0 |  | Mechanical (WF-CWE) | Air Filters for HCI534F23 | . | £25.07 | 5-1418 | WUK
WFME110 | Bathgate | 4 | 4 | 0 |  | Mechanical (WF-CWE) | NIPPLE, 1/2" BSPP TO 13/16" ORFS MM | . | £0.00 | 509-000472 | WUK
WFME110 | BA-IN | 0 | 0 | 0 |  | Mechanical (WF-CWE) | NIPPLE, 1/2" BSPP TO 13/16" ORFS MM | . | £0.00 | 509-000472 | WUK
WFME111 | Bathgate | 1 | 1 | 0 |  | Mechanical (WF-CWE) | Nipple, 3/4" BSPP - 3/4" BSPP | . | £0.00 | 509-000224 | WUK
WFME111 | BA-IN | 0 | 0 | 0 |  | Mechanical (WF-CWE) | Nipple, 3/4" BSPP - 3/4" BSPP | . | £0.00 | 509-000224 | WUK
WFME112 | Bathgate | 2 | 2 | 0 |  | Mechanical (WF-CWE) | Nipple, 3/4" BSPP TO 1-3/16" ORFS | . | £0.00 | 509-000431 | WUK
WFME112 | BA-IN | 0 | 0 | 0 |  | Mechanical (WF-CWE) | Nipple, 3/4" BSPP TO 1-3/16" ORFS | . | £0.00 | 509-000431 | WUK
WFME113 | Bathgate | 1 | 1 | 5.19 |  | Mechanical (WF-CWE) | Nipple, Male M8 to 1/4" BSPPF | . | £5.19 | 509-000365 | WUK
WFME113 | BA-IN | 0 | 0 | 0 |  | Mechanical (WF-CWE) | Nipple, Male M8 to 1/4" BSPPF | . | £5.19 | 509-000365 | WUK
WFME114 | Bathgate | 1 | 1 | 115.53 |  | Mechanical (WF-CWE) | Non drive end bearing for Cummins Generator | . | £115.53 | 5-1414 | WUK
WFME114 | BA-IN | 0 | 0 | 0 |  | Mechanical (WF-CWE) | Non drive end bearing for Cummins Generator | . | £115.53 | 5-1414 | WUK
WFME115 | Bathgate | 3 | 3 | 0 |  | Mechanical (WF-CWE) | Oil Catch Bottle Holders | . | £0.00 | 594-000302 | WUK
WFME115 | BA-IN | 0 | 0 | 0 |  | Mechanical (WF-CWE) | Oil Catch Bottle Holders | . | £0.00 | 594-000302 | WUK
WFME116 | Bathgate | 1 | 1 | 900.98 |  | Mechanical (WF-CWE) | Oil Cooler 26 bar | . | £900.98 | 5-0903 | WUK
WFME116 | HA-SKA | 1 | 1 | 900.98 |  | Mechanical (WF-CWE) | Oil Cooler 26 bar | . | £900.98 | 5-0903 | WUK
WFME116 | THREE60 | 1 | 1 | 900.98 |  | Mechanical (WF-CWE) | Oil Cooler 26 bar | . | £900.98 | 5-0903 | WUK
WFME116 | BA-IN | 0 | 0 | 0 |  | Mechanical (WF-CWE) | Oil Cooler 26 bar | . | £900.98 | 5-0903 | WUK
WFME117 | Bathgate | 5 | 5 | 138.25 |  | Mechanical (WF-CWE) | Oil Sample Kit (for Windflow only) | . | £27.65 | WIN-0025 | WUK
WFME117 | BA-IN | 0 | 0 | 0 |  | Mechanical (WF-CWE) | Oil Sample Kit (for Windflow only) | . | £27.65 | WIN-0025 | WUK
WFME118 | Bathgate | 1 | 1 | 10.25 |  | Mechanical (WF-CWE) | O-ring 170 ID Labyrinth seal 3.53 mm section | . | £10.25 | 506-000206 | WUK
WFME118 | BA-IN | 0 | 0 | 0 |  | Mechanical (WF-CWE) | O-ring 170 ID Labyrinth seal 3.53 mm section | . | £10.25 | 506-000206 | WUK
WFME119 | Bathgate | 1 | 1 | 3.07 |  | Mechanical (WF-CWE) | O-ring 210 ID Labyrinth seal 3.53 mm section | . | £3.07 | 506-000204 | WUK
WFME119 | BA-IN | 0 | 0 | 0 |  | Mechanical (WF-CWE) | O-ring 210 ID Labyrinth seal 3.53 mm section | . | £3.07 | 506-000204 | WUK
WFME12 | Bathgate | 5 | 5 | 37.15 |  | Mechanical (WF-CWE) | BAP PITCH LOCK BLOCK | . | £7.43 | 594-000461 | WUK
WFME12 | BA-IN | 0 | 0 | 0 |  | Mechanical (WF-CWE) | BAP PITCH LOCK BLOCK | . | £7.43 | 594-000461 | WUK
WFME120 | Bathgate | 1 | 1 | 67.62 |  | Mechanical (WF-CWE) | O-ring 210 OD Labyrinth seal 1.7 mm section | . | £67.62 | 506-000205 | WUK
WFME120 | BA-IN | 0 | 0 | 0 |  | Mechanical (WF-CWE) | O-ring 210 OD Labyrinth seal 1.7 mm section | . | £67.62 | 506-000205 | WUK
WFME121 | Bathgate | 2 | 2 | 135.14 |  | Mechanical (WF-CWE) | O-ring 265 OD Labyrinth seal 1.7 mm section | . | £67.57 | 506-000203 | WUK
WFME121 | BA-IN | 0 | 0 | 0 |  | Mechanical (WF-CWE) | O-ring 265 OD Labyrinth seal 1.7 mm section | . | £67.57 | 506-000203 | WUK
WFME122 | Bathgate | 1 | 1 | 3.27 |  | Mechanical (WF-CWE) | O-ring 3 mm x 170 ID Nitrile | . | £3.27 | 506-000202 | WUK
WFME122 | BA-IN | 0 | 0 | 0 |  | Mechanical (WF-CWE) | O-ring 3 mm x 170 ID Nitrile | . | £3.27 | 506-000202 | WUK
WFME123 | Bathgate | 2 | 2 | 21.7 |  | Mechanical (WF-CWE) | Output Bearing Cover Cap Gasket | . | £10.85 | 506-000170 | WUK
WFME123 | BA-IN | 0 | 0 | 0 |  | Mechanical (WF-CWE) | Output Bearing Cover Cap Gasket | . | £10.85 | 506-000170 | WUK
WFME124 | Bathgate | 4 | 4 | 39.4 |  | Mechanical (WF-CWE) | Output Bearing Housing Gasket | . | £9.85 | 506-000169 | WUK
WFME124 | BA-IN | 0 | 0 | 0 |  | Mechanical (WF-CWE) | Output Bearing Housing Gasket | . | £9.85 | 506-000169 | WUK
WFME125 | Bathgate | 2 | 2 | 13 |  | Mechanical (WF-CWE) | Pallet Oil Tank Gasket Port Side | . | £6.50 | 5-0661 | WUK
WFME125 | BA-IN | 0 | 0 | 0 |  | Mechanical (WF-CWE) | Pallet Oil Tank Gasket Port Side | . | £6.50 | 5-0661 | WUK
WFME126 | THREE60 | 0 | 0 | 0 |  | Mechanical (WF-CWE) | PIPE, 20 mm O.D x 2.5 mm PITCH MANIFOLD PORT R TO CYLINDER HEAD | . | £0.00 | 509-000775 | WUK
WFME126 | BA HOSES | 1 | 1 | 0 |  | Mechanical (WF-CWE) | PIPE, 20 mm O.D x 2.5 mm PITCH MANIFOLD PORT R TO CYLINDER HEAD | . | £0.00 | 509-000775 | WUK
WFME127 | THREE60 | 0 | 0 | 0 |  | Mechanical (WF-CWE) | PIPE, 22 mm O.D x 2 mm RETURN | . | £0.00 | 509-000777 | WUK
WFME127 | BA HOSES | 1 | 1 | 0 |  | Mechanical (WF-CWE) | PIPE, 22 mm O.D x 2 mm RETURN | . | £0.00 | 509-000777 | WUK
WFME128 | THREE60 | 0 | 0 | 0 |  | Mechanical (WF-CWE) | PIPE, 25 mm O.D x 3 mm PRESSURE | . | £0.00 | 509-000776 | WUK
WFME128 | BA HOSES | 1 | 1 | 0 |  | Mechanical (WF-CWE) | PIPE, 25 mm O.D x 3 mm PRESSURE | . | £0.00 | 509-000776 | WUK
WFME129 | Bathgate | 1 | 1 | 3326.25 |  | Mechanical (WF-CWE) | Pitch Actuator | . | £3,326.25 | 5-0700 | WUK
WFME129 | BA-IN | 0 | 0 | 0 |  | Mechanical (WF-CWE) | Pitch Actuator | . | £3,326.25 | 5-0700 | WUK
WFME130 | Bathgate | 2 | 2 | 12347.74 |  | Mechanical (WF-CWE) | Pitch Bearing Assembly, PA11 Cage | . | £6,173.87 | 502-000243 | WUK
WFME130 | Perranporth | 2 | 2 | 12347.74 |  | Mechanical (WF-CWE) | Pitch Bearing Assembly, PA11 Cage | . | £6,173.87 | 502-000243 | WUK
WFME130 | BA-IN | 0 | 0 | 0 |  | Mechanical (WF-CWE) | Pitch Bearing Assembly, PA11 Cage | . | £6,173.87 | 502-000243 | WUK
WFME131 | Bathgate | 4 | 4 | 336.88 |  | Mechanical (WF-CWE) | Pitch Bearing Lube Manifold | . | £84.22 | 5-0227 | WUK
WFME131 | BA-IN | 0 | 0 | 0 |  | Mechanical (WF-CWE) | Pitch Bearing Lube Manifold | . | £84.22 | 5-0227 | WUK
WFME132 | Bathgate | 2 | 2 | 195.08 |  | Mechanical (WF-CWE) | Pitch Rod Front Spacer 2 | . | £97.54 | 503-000092 | WUK
WFME132 | BA-IN | 0 | 0 | 0 |  | Mechanical (WF-CWE) | Pitch Rod Front Spacer 2 | . | £97.54 | 503-000092 | WUK
WFME133 | Bathgate | 1 | 1 | 2880 |  | Mechanical (WF-CWE) | Pump 20 cc/rev Axial Piston (preset to 210 ± 5 bar) | . | £2,880.00 | 509-000378 | WUK
WFME133 | BA-IN | 0 | 0 | 0 |  | Mechanical (WF-CWE) | Pump 20 cc/rev Axial Piston (preset to 210 ± 5 bar) | . | £2,880.00 | 509-000378 | WUK
WFME133 | NV67 GZS | 0 | 0 | 0 |  | Mechanical (WF-CWE) | Pump 20 cc/rev Axial Piston (preset to 210 ± 5 bar) | . | £2,880.00 | 509-000378 | WUK
WFME134 | Bathgate | 2 | 2 | 1419.4 |  | Mechanical (WF-CWE) | Pump Assembly, 0.75 kW 415 V 10 L/min (Relief set to 50 bar) | . | £709.70 | 509-000318 | WUK
WFME134 | THREE60 | 1 | 1 | 709.7 |  | Mechanical (WF-CWE) | Pump Assembly, 0.75 kW 415 V 10 L/min (Relief set to 50 bar) | . | £709.70 | 509-000318 | WUK
WFME134 | BA-IN | 0 | 0 | 0 |  | Mechanical (WF-CWE) | Pump Assembly, 0.75 kW 415 V 10 L/min (Relief set to 50 bar) | . | £709.70 | 509-000318 | WUK
WFME135 | Bathgate | 1 | 1 | 1145.59 |  | Mechanical (WF-CWE) | Pump Assembly, 1.1 kW 400V 50Hz, 14 L/min | . | £1,145.59 | 509-000890 | WUK
WFME135 | BA-IN | 0 | 0 | 0 |  | Mechanical (WF-CWE) | Pump Assembly, 1.1 kW 400V 50Hz, 14 L/min | . | £1,145.59 | 509-000890 | WUK
WFME136 | Bathgate | 1 | 1 | 13.58 |  | Mechanical (WF-CWE) | Pump Plate Gasket | . | £13.58 | 5-0658 | WUK
WFME136 | BA-IN | 0 | 0 | 0 |  | Mechanical (WF-CWE) | Pump Plate Gasket | . | £13.58 | 5-0658 | WUK
WFME137 | Bathgate | 1 | 1 | 1887.6 |  | Mechanical (WF-CWE) | Pump, 34 cc/rev Axial Piston (preset to 210 +/- 5 bar) - Refurbished | . | £1,887.60 | WIN-0011 | WUK
WFME137 | BA-IN | 0 | 0 | 0 |  | Mechanical (WF-CWE) | Pump, 34 cc/rev Axial Piston (preset to 210 +/- 5 bar) - Refurbished | . | £1,887.60 | WIN-0011 | WUK
WFME138 | Bathgate | 1 | 1 | 372.03 |  | Mechanical (WF-CWE) | Pump, Gear 22.5 cc/rev | . | £372.03 | 5-0653 | WUK
WFME138 | BA-IN | 0 | 0 | 0 |  | Mechanical (WF-CWE) | Pump, Gear 22.5 cc/rev | . | £372.03 | 5-0653 | WUK
WFME138 | BA-OUT | 0 | 0 | 0 |  | Mechanical (WF-CWE) | Pump, Gear 22.5 cc/rev | . | £372.03 | 5-0653 | WUK
WFME139 | Bathgate | 8 | 8 | 60.8 |  | Mechanical (WF-CWE) | Radial Shaft Seal (125 X 150 X 12 HMSA7) | . | £7.60 | 5-0350 | WUK
WFME139 | BA-IN | 0 | 0 | 0 |  | Mechanical (WF-CWE) | Radial Shaft Seal (125 X 150 X 12 HMSA7) | . | £7.60 | 5-0350 | WUK
WFME14 | Bathgate | 2 | 2 | 0 |  | Mechanical (WF-CWE) | Bearing Caps | . | £0.00 | 503-000192 | WUK
WFME14 | BA-IN | 0 | 0 | 0 |  | Mechanical (WF-CWE) | Bearing Caps | . | £0.00 | 503-000192 | WUK
WFME140 | Bathgate | 2 | 2 | 21.92 |  | Mechanical (WF-CWE) | Rear Bearing Cover Cap Gasket | . | £10.96 | 506-000168 | WUK
WFME140 | BA-IN | 0 | 0 | 0 |  | Mechanical (WF-CWE) | Rear Bearing Cover Cap Gasket | . | £10.96 | 506-000168 | WUK
WFME141 | Bathgate | 10 | 10 | 269.2 |  | Mechanical (WF-CWE) | Rear Trail Hinge Bearing Spacer | . | £26.92 | 5-0347 (REV5) | WUK
WFME141 | BA-IN | 0 | 0 | 0 |  | Mechanical (WF-CWE) | Rear Trail Hinge Bearing Spacer | . | £26.92 | 5-0347 (REV5) | WUK
WFME142 | Bathgate | 2 | 2 | 52.56 |  | Mechanical (WF-CWE) | Rear Trail Hinge Pipes and Fittings | . | £26.28 | 503-000103 | WUK
WFME142 | BA-IN | 0 | 0 | 0 |  | Mechanical (WF-CWE) | Rear Trail Hinge Pipes and Fittings | . | £26.28 | 503-000103 | WUK
WFME143 | Bathgate | 0 | 0 | 0 |  | Mechanical (WF-CWE) | Renold 238 Flexible Coupling | . | £272.12 | 513-000033 | WUK
WFME143 | BA-IN | 0 | 0 | 0 |  | Mechanical (WF-CWE) | Renold 238 Flexible Coupling | . | £272.12 | 513-000033 | WUK
WFME143 | NV67 GZS | 2 | 2 | 544.24 |  | Mechanical (WF-CWE) | Renold 238 Flexible Coupling | . | £272.12 | 513-000033 | WUK
WFME144 | Bathgate | 1 | 1 | 2401.26 |  | Mechanical (WF-CWE) | Roller Clutch REGL F4-D2 70 | . | £2,401.26 | 513-000038 | WUK
WFME144 | BA-IN | 0 | 0 | 0 |  | Mechanical (WF-CWE) | Roller Clutch REGL F4-D2 70 | . | £2,401.26 | 513-000038 | WUK
WFME145 | Bathgate | 6 | 6 | 156.12 |  | Mechanical (WF-CWE) | SEAL KIT - NBR*SB330/400 10-50L | . | £26.02 | WIN-0019 | WUK
WFME145 | BA-IN | 0 | 0 | 0 |  | Mechanical (WF-CWE) | SEAL KIT - NBR*SB330/400 10-50L | . | £26.02 | WIN-0019 | WUK
WFME146 | Bathgate | 6 | 6 | 154.32 |  | Mechanical (WF-CWE) | SEAL KIT - NBR*SB330/400 2,5-5L | . | £25.72 | WIN-0018 | WUK
WFME146 | BA-IN | 0 | 0 | 0 |  | Mechanical (WF-CWE) | SEAL KIT - NBR*SB330/400 2,5-5L | . | £25.72 | WIN-0018 | WUK
WFME147 | Bathgate | 4 | 4 | 694.44 |  | Mechanical (WF-CWE) | Seal, 2890 mm Blade Side Pitch Bearing | . | £173.61 | 502-000518 | WUK
WFME147 | BA-IN | 0 | 0 | 0 |  | Mechanical (WF-CWE) | Seal, 2890 mm Blade Side Pitch Bearing | . | £173.61 | 502-000518 | WUK
WFME148 | Bathgate | 1 | 1 | 3.15 |  | Mechanical (WF-CWE) | Seal, Double Lip 4.25" x 5" x 0.5" | . | £3.15 | 506-000163 | WUK
WFME148 | BA-IN | 0 | 0 | 0 |  | Mechanical (WF-CWE) | Seal, Double Lip 4.25" x 5" x 0.5" | . | £3.15 | 506-000163 | WUK
WFME149 | Bathgate | 9 | 9 | 56.88 |  | Mechanical (WF-CWE) | Seal, Double Lip 45 x 62 x 8 | . | £6.32 | 506-000164 | WUK
WFME149 | LTS | 0 | 0 | 0 |  | Mechanical (WF-CWE) | Seal, Double Lip 45 x 62 x 8 | . | £6.32 | 506-000164 | WUK
WFME149 | THREE60 | 1 | 1 | 6.32 |  | Mechanical (WF-CWE) | Seal, Double Lip 45 x 62 x 8 | . | £6.32 | 506-000164 | WUK
WFME149 | BA-IN | 0 | 0 | 0 |  | Mechanical (WF-CWE) | Seal, Double Lip 45 x 62 x 8 | . | £6.32 | 506-000164 | WUK
WFME149 | NV67 GZS | 1 | 1 | 6.32 |  | Mechanical (WF-CWE) | Seal, Double Lip 45 x 62 x 8 | . | £6.32 | 506-000164 | WUK
WFME149 | NX65 UVY | 0 | 0 | 0 |  | Mechanical (WF-CWE) | Seal, Double Lip 45 x 62 x 8 | . | £6.32 | 506-000164 | WUK
WFME15 | Bathgate | 1 | 1 | 0 |  | Mechanical (WF-CWE) | Bearing Cover | . | £0.00 | 503-000155 | WUK
WFME15 | BA-IN | 0 | 0 | 0 |  | Mechanical (WF-CWE) | Bearing Cover | . | £0.00 | 503-000155 | WUK
WFME150 | Bathgate | 1 | 1 | 30.1 |  | Mechanical (WF-CWE) | Seal, Double Lip 70 x 90 x 10 Viton | . | £30.10 | 506-000162 | WUK
WFME150 | BA-IN | 0 | 0 | 0 |  | Mechanical (WF-CWE) | Seal, Double Lip 70 x 90 x 10 Viton | . | £30.10 | 506-000162 | WUK
WFME150 | NV67 GZS | 1 | 1 | 30.1 |  | Mechanical (WF-CWE) | Seal, Double Lip 70 x 90 x 10 Viton | . | £30.10 | 506-000162 | WUK
WFME151 | Bathgate | 1 | 1 | 27.37 |  | Mechanical (WF-CWE) | Seal, Drive End Inner Meccalte | . | £27.37 | 514-000176 | WUK
WFME151 | BA-IN | 0 | 0 | 0 |  | Mechanical (WF-CWE) | Seal, Drive End Inner Meccalte | . | £27.37 | 514-000176 | WUK
WFME152 | Bathgate | 1 | 1 | 25.25 |  | Mechanical (WF-CWE) | Seal, Drive End Outer Meccalte | . | £25.25 | 514-000169 | WUK
WFME152 | BA-IN | 0 | 0 | 0 |  | Mechanical (WF-CWE) | Seal, Drive End Outer Meccalte | . | £25.25 | 514-000169 | WUK
WFME153 | Bathgate | 1 | 1 | 926.92 |  | Mechanical (WF-CWE) | Seal, Labyrinth 225 OD 170 ID | . | £926.92 | 506-000207 | WUK
WFME153 | BA-IN | 0 | 0 | 0 |  | Mechanical (WF-CWE) | Seal, Labyrinth 225 OD 170 ID | . | £926.92 | 506-000207 | WUK
WFME154 | Bathgate | 1 | 1 | 1097.06 |  | Mechanical (WF-CWE) | Seal, Labyrinth 265 OD 210 ID | . | £1,097.06 | 506-000161 | WUK
WFME154 | BA-IN | 0 | 0 | 0 |  | Mechanical (WF-CWE) | Seal, Labyrinth 265 OD 210 ID | . | £1,097.06 | 506-000161 | WUK
WFME155 | Bathgate | 1 | 1 | 18.15 |  | Mechanical (WF-CWE) | Seal, Non Drive End Inner Meccalte | . | £18.15 | 514-000175 | WUK
WFME155 | BA-IN | 0 | 0 | 0 |  | Mechanical (WF-CWE) | Seal, Non Drive End Inner Meccalte | . | £18.15 | 514-000175 | WUK
WFME156 | Bathgate | 1 | 1 | 12.57 |  | Mechanical (WF-CWE) | Seal, Non Drive End Outer Meccalte | . | £12.57 | 514-000168 | WUK
WFME156 | BA-IN | 0 | 0 | 0 |  | Mechanical (WF-CWE) | Seal, Non Drive End Outer Meccalte | . | £12.57 | 514-000168 | WUK
WFME157 | Bathgate | 1 | 1 | 212.79 |  | Mechanical (WF-CWE) | Seal, Split, LSS 320 x 360 x 20 HS8 R | . | £212.79 | 506-000160 | WUK
WFME157 | BA-IN | 0 | 0 | 0 |  | Mechanical (WF-CWE) | Seal, Split, LSS 320 x 360 x 20 HS8 R | . | £212.79 | 506-000160 | WUK
WFME158 | Bathgate | 1 | 1 | 5.69 |  | Mechanical (WF-CWE) | Seal, Windlace DPN | . | £5.69 | 594-000128 | WUK
WFME158 | BA-IN | 0 | 0 | 0 |  | Mechanical (WF-CWE) | Seal, Windlace DPN | . | £5.69 | 594-000128 | WUK
WFME159 | Bathgate | 7 | 7 | 55.16 |  | Mechanical (WF-CWE) | Service Key - Eaton Key | . | £7.88 | WIN-0006 | WUK
WFME159 | BA-IN | 0 | 0 | 0 |  | Mechanical (WF-CWE) | Service Key - Eaton Key | . | £7.88 | WIN-0006 | WUK
WFME16 | Bathgate | 1 | 1 | 210.99 |  | Mechanical (WF-CWE) | Bearing, Drive End Meccalte | . | £210.99 | 514-000167 | WUK
WFME16 | BA-IN | 0 | 0 | 0 |  | Mechanical (WF-CWE) | Bearing, Drive End Meccalte | . | £210.99 | 514-000167 | WUK
WFME160 | Bathgate | 2 | 2 | 32.34 |  | Mechanical (WF-CWE) | Service Key Switch | . | £16.17 | WIN-0005 | WUK
WFME160 | BA-IN | 0 | 0 | 0 |  | Mechanical (WF-CWE) | Service Key Switch | . | £16.17 | WIN-0005 | WUK
WFME161 | LTS | 0 | 0 | 0 |  | Mechanical (WF-CWE) | Service Kit - Windflow Class 1 (12M) | . | £504.49 | 20570 | WUK
WFME162 | Bathgate | 5 | 5 | 141 |  | Mechanical (WF-CWE) | Simalube Cartridge Empty 125 ml with gas charge | . | £28.20 | 5-0377 | WUK
WFME162 | BA-IN | 0 | 0 | 0 |  | Mechanical (WF-CWE) | Simalube Cartridge Empty 125 ml with gas charge | . | £28.20 | 5-0377 | WUK
WFME162 | NV67 GZS | 2 | 2 | 56.4 |  | Mechanical (WF-CWE) | Simalube Cartridge Empty 125 ml with gas charge | . | £28.20 | 5-0377 | WUK
WFME163 | Bathgate | 3 | 3 | 68.4 |  | Mechanical (WF-CWE) | Simalube Cartridge Empty, 30 ml with gas charge | . | £22.80 | 514-000190 | WUK
WFME163 | HA-SKA | 1 | 1 | 22.8 |  | Mechanical (WF-CWE) | Simalube Cartridge Empty, 30 ml with gas charge | . | £22.80 | 514-000190 | WUK
WFME163 | THREE60 | 0 | 0 | 0 |  | Mechanical (WF-CWE) | Simalube Cartridge Empty, 30 ml with gas charge | . | £22.80 | 514-000190 | WUK
WFME163 | BA-IN | 0 | 0 | 0 |  | Mechanical (WF-CWE) | Simalube Cartridge Empty, 30 ml with gas charge | . | £22.80 | 514-000190 | WUK
WFME164 | Bathgate | 7 | 7 | 184.8 |  | Mechanical (WF-CWE) | Simalube Cartridge Empty, 60 ml with gas charge | . | £26.40 | 514-000189 | WUK
WFME164 | HA-SKA | 1 | 1 | 26.4 |  | Mechanical (WF-CWE) | Simalube Cartridge Empty, 60 ml with gas charge | . | £26.40 | 514-000189 | WUK
WFME164 | THREE60 | 0 | 0 | 0 |  | Mechanical (WF-CWE) | Simalube Cartridge Empty, 60 ml with gas charge | . | £26.40 | 514-000189 | WUK
WFME164 | BA-IN | 0 | 0 | 0 |  | Mechanical (WF-CWE) | Simalube Cartridge Empty, 60 ml with gas charge | . | £26.40 | 514-000189 | WUK
WFME165 | Bathgate | 13 | 13 | 140.92 |  | Mechanical (WF-CWE) | Simalube Clamp | . | £10.84 | 5-0378 | WUK
WFME165 | BA-IN | 0 | 0 | 0 |  | Mechanical (WF-CWE) | Simalube Clamp | . | £10.84 | 5-0378 | WUK
WFME166 | Bathgate | 2 | 2 | 45.42 |  | Mechanical (WF-CWE) | Spacer, Key Clamping | . | £22.71 | 506-000264 | WUK
WFME166 | BA-IN | 0 | 0 | 0 |  | Mechanical (WF-CWE) | Spacer, Key Clamping | . | £22.71 | 506-000264 | WUK
WFME167 | Bathgate | 1 | 1 | 111.28 |  | Mechanical (WF-CWE) | Spacer, Trail Hinge Rear Washer | . | £111.28 | 503-000119 | WUK
WFME167 | BA-IN | 0 | 0 | 0 |  | Mechanical (WF-CWE) | Spacer, Trail Hinge Rear Washer | . | £111.28 | 503-000119 | WUK
WFME168 | Bathgate | 12 | 12 | 408.36 |  | Mechanical (WF-CWE) | Spherical Plain Bush | . | £34.03 | 5-0336 | WUK
WFME168 | BA-IN | 0 | 0 | 0 |  | Mechanical (WF-CWE) | Spherical Plain Bush | . | £34.03 | 5-0336 | WUK
WFME168 | NV67 GZS | 6 | 6 | 204.18 |  | Mechanical (WF-CWE) | Spherical Plain Bush | . | £34.03 | 5-0336 | WUK
WFME168 | CV19 EEJ | 6 | 6 | 204.18 |  | Mechanical (WF-CWE) | Spherical Plain Bush | . | £34.03 | 5-0336 | WUK
WFME169 | Bathgate | 8 | 8 | 958.4 |  | Mechanical (WF-CWE) | Spherical Roller Bearing 24020 | . | £119.80 | 5-0358 | WUK
WFME169 | BA-IN | 0 | 0 | 0 |  | Mechanical (WF-CWE) | Spherical Roller Bearing 24020 | . | £119.80 | 5-0358 | WUK
WFME17 | Bathgate | 2 | 2 | 11.2 |  | Mechanical (WF-CWE) | Bearing, Flange RM Young Wind Monitor | . | £5.60 | 520-000095 | WUK
WFME17 | BA-IN | 0 | 0 | 0 |  | Mechanical (WF-CWE) | Bearing, Flange RM Young Wind Monitor | . | £5.60 | 520-000095 | WUK
WFME170 | Bathgate | 2 | 2 | 6192.56 |  | Mechanical (WF-CWE) | Spherilastik Bearing 13-1339/1 | . | £3,096.28 | 5-0364 | WUK
WFME170 | BA-IN | 0 | 0 | 0 |  | Mechanical (WF-CWE) | Spherilastik Bearing 13-1339/1 | . | £3,096.28 | 5-0364 | WUK
WFME171 | Bathgate | 3 | 3 | 301.41 |  | Mechanical (WF-CWE) | Split Bush Class 1 | . | £100.47 | 5-3005 | WUK
WFME171 | BA-IN | 0 | 0 | 0 |  | Mechanical (WF-CWE) | Split Bush Class 1 | . | £100.47 | 5-3005 | WUK
WFME172 | Bathgate | 6 | 6 | 170.34 |  | Mechanical (WF-CWE) | Taper Roller Bearing 32020 X Q | . | £28.39 | 5-0340 | WUK
WFME172 | BA-IN | 0 | 0 | 0 |  | Mechanical (WF-CWE) | Taper Roller Bearing 32020 X Q | . | £28.39 | 5-0340 | WUK
WFME173 | Bathgate | 1 | 1 | 0 |  | Mechanical (WF-CWE) | TEE ADAPTOR, 13/16" ORFS FMM | . | £0.00 | 509-000429 | WUK
WFME173 | BA-IN | 0 | 0 | 0 |  | Mechanical (WF-CWE) | TEE ADAPTOR, 13/16" ORFS FMM | . | £0.00 | 509-000429 | WUK
WFME174 | Bathgate | 1 | 1 | 0 |  | Mechanical (WF-CWE) | TEE ADAPTOR, 1-3/16" ORFS FMM | . | £0.00 | 509-000432 | WUK
WFME174 | BA-IN | 0 | 0 | 0 |  | Mechanical (WF-CWE) | TEE ADAPTOR, 1-3/16" ORFS FMM | . | £0.00 | 509-000432 | WUK
WFME175 | Bathgate | 1 | 1 | 0 |  | Mechanical (WF-CWE) | TEE ADAPTOR, 1-3/16" ORFS MFM | . | £0.00 | 509-000456 | WUK
WFME175 | BA-IN | 0 | 0 | 0 |  | Mechanical (WF-CWE) | TEE ADAPTOR, 1-3/16" ORFS MFM | . | £0.00 | 509-000456 | WUK
WFME176 | Bathgate | 8 | 8 | 14598.4 |  | Mechanical (WF-CWE) | Teeter Damper - Class 1 | . | £1,824.80 | 5-0400 | WUK
WFME176 | HA-SKA | 0 | 0 | 0 |  | Mechanical (WF-CWE) | Teeter Damper - Class 1 | . | £1,824.80 | 5-0400 | WUK
WFME176 | THREE60 | 0 | 0 | 0 |  | Mechanical (WF-CWE) | Teeter Damper - Class 1 | . | £1,824.80 | 5-0400 | WUK
WFME177 | Bathgate | 1 | 1 | 63.95 |  | Mechanical (WF-CWE) | TEETER LOCK THREAD PROTECTOR ASSEMBLY | . | £63.95 | 505-000019 | WUK
WFME177 | BA-IN | 0 | 0 | 0 |  | Mechanical (WF-CWE) | TEETER LOCK THREAD PROTECTOR ASSEMBLY | . | £63.95 | 505-000019 | WUK
WFME178 | Bathgate | 1 | 1 | 471.6 |  | Mechanical (WF-CWE) | Thrust Ring Stage4 Sun | . | £471.60 | 506-000243 | WUK
WFME178 | BA-IN | 0 | 0 | 0 |  | Mechanical (WF-CWE) | Thrust Ring Stage4 Sun | . | £471.60 | 506-000243 | WUK
WFME179 | Bathgate | 36 | 36 | 33.48 |  | Mechanical (WF-CWE) | Thrust washer, AR mech | . | £0.93 | 506-000277 | WUK
WFME179 | BA-IN | 0 | 0 | 0 |  | Mechanical (WF-CWE) | Thrust washer, AR mech | . | £0.93 | 506-000277 | WUK
WFME18 | Bathgate | 1 | 1 | 92.15 |  | Mechanical (WF-CWE) | Bearing, Non Drive End Meccalte | . | £92.15 | 514-000166 | WUK
WFME18 | BA-IN | 0 | 0 | 0 |  | Mechanical (WF-CWE) | Bearing, Non Drive End Meccalte | . | £92.15 | 514-000166 | WUK
WFME180 | Bathgate | 2 | 2 | 138 |  | Mechanical (WF-CWE) | Tower Door Filter | . | £69.00 | 5-3010 | WUK
WFME180 | BA-IN | 0 | 0 | 0 |  | Mechanical (WF-CWE) | Tower Door Filter | . | £69.00 | 5-3010 | WUK
WFME181 | Bathgate | 2 | 2 | 82.48 |  | Mechanical (WF-CWE) | Trail Hinge Bearing Spacer 1 | . | £41.24 | 503-000089 | WUK
WFME181 | BA-IN | 0 | 0 | 0 |  | Mechanical (WF-CWE) | Trail Hinge Bearing Spacer 1 | . | £41.24 | 503-000089 | WUK
WFME182 | Bathgate | 2 | 2 | 84.92 |  | Mechanical (WF-CWE) | Trail Hinge Bearing Spacer 2 | . | £42.46 | 503-000097 | WUK
WFME182 | BA-IN | 0 | 0 | 0 |  | Mechanical (WF-CWE) | Trail Hinge Bearing Spacer 2 | . | £42.46 | 503-000097 | WUK
WFME183 | Bathgate | 1 | 1 | 49.94 |  | Mechanical (WF-CWE) | Trail Hinge Bearing Spacer 3 | . | £49.94 | 503-000090 | WUK
WFME183 | BA-IN | 0 | 0 | 0 |  | Mechanical (WF-CWE) | Trail Hinge Bearing Spacer 3 | . | £49.94 | 503-000090 | WUK
WFME184 | Bathgate | 3 | 3 | 182.73 |  | Mechanical (WF-CWE) | Trail Hinge Bearing Spacer 4 | . | £60.91 | 503-000098 | WUK
WFME184 | BA-IN | 0 | 0 | 0 |  | Mechanical (WF-CWE) | Trail Hinge Bearing Spacer 4 | . | £60.91 | 503-000098 | WUK
WFME185 | Bathgate | 2 | 2 | 147.1 |  | Mechanical (WF-CWE) | Trail Hinge Bearing Spacer 5 | . | £73.55 | 503-000091 | WUK
WFME185 | BA-IN | 0 | 0 | 0 |  | Mechanical (WF-CWE) | Trail Hinge Bearing Spacer 5 | . | £73.55 | 503-000091 | WUK
WFME186 | Bathgate | 2 | 2 | 244.36 |  | Mechanical (WF-CWE) | Trail Hinge Rear Washer | . | £122.18 | 503-000108 | WUK
WFME186 | BA-IN | 0 | 0 | 0 |  | Mechanical (WF-CWE) | Trail Hinge Rear Washer | . | £122.18 | 503-000108 | WUK
WFME187 | Bathgate | 2 | 2 | 134.06 |  | Mechanical (WF-CWE) | Trail Hinge Rear Washer | . | £67.03 | 5-0345 | WUK
WFME187 | BA-IN | 0 | 0 | 0 |  | Mechanical (WF-CWE) | Trail Hinge Rear Washer | . | £67.03 | 5-0345 | WUK
WFME188 | Bathgate | 2 | 2 | 2131.2 |  | Mechanical (WF-CWE) | Transducer Pitch Position | . | £1,065.60 | 509-000169 | WUK
WFME188 | HA-SKA | 1 | 1 | 1065.6 |  | Mechanical (WF-CWE) | Transducer Pitch Position | . | £1,065.60 | 509-000169 | WUK
WFME188 | THREE60 | 1 | 1 | 1065.6 |  | Mechanical (WF-CWE) | Transducer Pitch Position | . | £1,065.60 | 509-000169 | WUK
WFME188 | BA-IN | 0 | 0 | 0 |  | Mechanical (WF-CWE) | Transducer Pitch Position | . | £1,065.60 | 509-000169 | WUK
WFME189 | Bathgate | 3 | 3 | 1964.85 |  | Mechanical (WF-CWE) | Transducer Pressure 0-400 bar 4-20 mA G1/4 | . | £654.95 | 509-000316 | WUK
WFME189 | BA-IN | 0 | 0 | 0 |  | Mechanical (WF-CWE) | Transducer Pressure 0-400 bar 4-20 mA G1/4 | . | £654.95 | 509-000316 | WUK
WFME19 | Bathgate | 3 | 3 | 204.06 |  | Mechanical (WF-CWE) | Bearing, Plain Spherical PTFE Sealed 50 ID x 90 OD | . | £68.02 | 596-000073 | WUK
WFME19 | BA-IN | 0 | 0 | 0 |  | Mechanical (WF-CWE) | Bearing, Plain Spherical PTFE Sealed 50 ID x 90 OD | . | £68.02 | 596-000073 | WUK
WFME190 | Bathgate | 2 | 2 | 0 |  | Mechanical (WF-CWE) | Tube, HPU Tank Dropper 1/2" flared | . | £0.00 | 509-000447 | WUK
WFME190 | BA-IN | 0 | 0 | 0 |  | Mechanical (WF-CWE) | Tube, HPU Tank Dropper 1/2" flared | . | £0.00 | 509-000447 | WUK
WFME191 | Bathgate | 1 | 1 | 0 |  | Mechanical (WF-CWE) | Valve | . | £0.00 | 509-000645 | WUK
WFME191 | BA-IN | 0 | 0 | 0 |  | Mechanical (WF-CWE) | Valve | . | £0.00 | 509-000645 | WUK
WFME192 | Bathgate | 1 | 1 | 764.04 |  | Mechanical (WF-CWE) | Valve CETOP Reducing/Relieving (preset to 22 ± 1 bar) | . | £764.04 | 509-000165 | WUK
WFME192 | BA-IN | 0 | 0 | 0 |  | Mechanical (WF-CWE) | Valve CETOP Reducing/Relieving (preset to 22 ± 1 bar) | . | £764.04 | 509-000165 | WUK
WFME193 | Bathgate | 1 | 1 | 38.17 |  | Mechanical (WF-CWE) | Valve Cartridge Flow Control 1.0 mm Orifice | . | £38.17 | 509-000458 | WUK
WFME193 | BA-IN | 0 | 0 | 0 |  | Mechanical (WF-CWE) | Valve Cartridge Flow Control 1.0 mm Orifice | . | £38.17 | 509-000458 | WUK
WFME194 | Bathgate | 1 | 1 | 116.65 |  | Mechanical (WF-CWE) | Valve Cartridge NC 24 VDC solenoid | . | £116.65 | 509-000149 | WUK
WFME194 | BA-IN | 0 | 0 | 0 |  | Mechanical (WF-CWE) | Valve Cartridge NC 24 VDC solenoid | . | £116.65 | 509-000149 | WUK
WFME195 | Bathgate | 2 | 2 | 413.14 |  | Mechanical (WF-CWE) | Valve Cartridge Relief (preset to 115 ± 5 bar) | . | £206.57 | 509-000183 | WUK
WFME195 | BA-IN | 0 | 0 | 0 |  | Mechanical (WF-CWE) | Valve Cartridge Relief (preset to 115 ± 5 bar) | . | £206.57 | 509-000183 | WUK
WFME196 | Bathgate | 1 | 1 | 571.25 |  | Mechanical (WF-CWE) | Valve Flow Control | . | £571.25 | 509-000396 | WUK
WFME196 | BA-IN | 0 | 0 | 0 |  | Mechanical (WF-CWE) | Valve Flow Control | . | £571.25 | 509-000396 | WUK
WFME197 | Bathgate | 1 | 1 | 397.86 |  | Mechanical (WF-CWE) | Valve, NO 24 VDC Solenoid CETOP 3 | . | £397.86 | 509-000413 | WUK
WFME197 | BA-IN | 0 | 0 | 0 |  | Mechanical (WF-CWE) | Valve, NO 24 VDC Solenoid CETOP 3 | . | £397.86 | 509-000413 | WUK
WFME198 | Bathgate | 2 | 2 | 0 |  | Mechanical (WF-CWE) | Valve, Cartridge 24 VDC NO Solenoid | . | £0.00 | 509-000416 | WUK
WFME198 | BA-IN | 0 | 0 | 0 |  | Mechanical (WF-CWE) | Valve, Cartridge 24 VDC NO Solenoid | . | £0.00 | 509-000416 | WUK
WFME199 | Bathgate | 1 | 1 | 10.65 |  | Mechanical (WF-CWE) | Valve, Cartridge 3:1 Counterbalance (preset to 185 bar) | . | £10.65 | 509-000398 | WUK
WFME199 | BA-IN | 0 | 0 | 0 |  | Mechanical (WF-CWE) | Valve, Cartridge 3:1 Counterbalance (preset to 185 bar) | . | £10.65 | 509-000398 | WUK
WFME20 | Bathgate | 2 | 2 | 29.16 |  | Mechanical (WF-CWE) | Bearing, Vertical Shaft RM Young Wind Monitor | . | £14.58 | 520-000096 | WUK
WFME20 | BA-IN | 0 | 0 | 0 |  | Mechanical (WF-CWE) | Bearing, Vertical Shaft RM Young Wind Monitor | . | £14.58 | 520-000096 | WUK
WFME200 | Bathgate | 1 | 1 | 83.07 |  | Mechanical (WF-CWE) | Valve, Cartridge Bidirectional Relief | . | £83.07 | 509-000415 | WUK
WFME200 | BA-IN | 0 | 0 | 0 |  | Mechanical (WF-CWE) | Valve, Cartridge Bidirectional Relief | . | £83.07 | 509-000415 | WUK
WFME201 | LTS | 0 | 0 | 0 |  | Mechanical (WF-CWE) | Valve, Cartridge Check | . | £8.65 | 509-000393 | WUK
WFME201 | Bathgate | 1 | 1 | 8.65 |  | Mechanical (WF-CWE) | Valve, Cartridge Check | . | £8.65 | 509-000393 | WUK
WFME202 | Bathgate | 2 | 2 | 235.2 |  | Mechanical (WF-CWE) | Valve, Cartridge Check 0.5 bar | . | £117.60 | 509-000401 | WUK
WFME202 | BA-IN | 0 | 0 | 0 |  | Mechanical (WF-CWE) | Valve, Cartridge Check 0.5 bar | . | £117.60 | 509-000401 | WUK
WFME203 | Bathgate | 2 | 2 | 76.34 |  | Mechanical (WF-CWE) | Valve, Cartridge Flow Control 0.5 mm Orifice | . | £38.17 | 509-000410 | WUK
WFME203 | BA-IN | 0 | 0 | 0 |  | Mechanical (WF-CWE) | Valve, Cartridge Flow Control 0.5 mm Orifice | . | £38.17 | 509-000410 | WUK
WFME204 | Bathgate | 2 | 2 | 76.34 |  | Mechanical (WF-CWE) | Valve, Cartridge Flow Control 0.8 mm Orifice | . | £38.17 | 509-000414 | WUK
WFME204 | BA-IN | 0 | 0 | 0 |  | Mechanical (WF-CWE) | Valve, Cartridge Flow Control 0.8 mm Orifice | . | £38.17 | 509-000414 | WUK
WFME205 | Bathgate | 2 | 2 | 123.18 |  | Mechanical (WF-CWE) | Valve, Cartridge NC 24 VDC solenoid | . | £61.59 | 509-000395 | WUK
WFME205 | LTS | 0 | 0 | 0 |  | Mechanical (WF-CWE) | Valve, Cartridge NC 24 VDC solenoid | . | £61.59 | 509-000395 | WUK
WFME205 | BA-IN | 0 | 0 | 0 |  | Mechanical (WF-CWE) | Valve, Cartridge NC 24 VDC solenoid | . | £61.59 | 509-000395 | WUK
WFME206 | Bathgate | 2 | 2 | 280.8 |  | Mechanical (WF-CWE) | Valve, Cartridge NC 24 VDC Solenoid | . | £140.40 | 509-000650 | WUK
WFME206 | BA-IN | 0 | 0 | 0 |  | Mechanical (WF-CWE) | Valve, Cartridge NC 24 VDC Solenoid | . | £140.40 | 509-000650 | WUK
WFME207 | Bathgate | 1 | 1 | 23.98 |  | Mechanical (WF-CWE) | Valve, Cartridge Reducing/Relieving (preset to 20 bar) | . | £23.98 | 509-000417 | WUK
WFME207 | BA-IN | 0 | 0 | 0 |  | Mechanical (WF-CWE) | Valve, Cartridge Reducing/Relieving (preset to 20 bar) | . | £23.98 | 509-000417 | WUK
WFME208 | Bathgate | 1 | 1 | 16.73 |  | Mechanical (WF-CWE) | Valve, Cartridge Relief (preset to 250 bar) | . | £16.73 | 509-000394 | WUK
WFME208 | BA-IN | 0 | 0 | 0 |  | Mechanical (WF-CWE) | Valve, Cartridge Relief (preset to 250 bar) | . | £16.73 | 509-000394 | WUK
WFME209 | Bathgate | 2 | 2 | 99.26 |  | Mechanical (WF-CWE) | Valve, Cartridge Relief (Preset to 30 +/- 1 bar) | . | £49.63 | 509-000508 | WUK
WFME209 | BA-IN | 0 | 0 | 0 |  | Mechanical (WF-CWE) | Valve, Cartridge Relief (Preset to 30 +/- 1 bar) | . | £49.63 | 509-000508 | WUK
WFME21 | Bathgate | 20 | 20 | 1488 |  | Mechanical (WF-CWE) | Bearing,RN2214, CRB, Pair, no outer race | . | £74.40 | 506-000151 | WUK
WFME21 | BA-IN | 0 | 0 | 0 |  | Mechanical (WF-CWE) | Bearing,RN2214, CRB, Pair, no outer race | . | £74.40 | 506-000151 | WUK
WFME210 | Bathgate | 1 | 1 | 0 |  | Mechanical (WF-CWE) | Valve, Cartridge Relief (Preset to 60 +/- 3 bar) | . | £0.00 | 509-000412 | WUK
WFME210 | BA-IN | 0 | 0 | 0 |  | Mechanical (WF-CWE) | Valve, Cartridge Relief (Preset to 60 +/- 3 bar) | . | £0.00 | 509-000412 | WUK
WFME211 | Bathgate | 1 | 1 | 65.72 |  | Mechanical (WF-CWE) | Valve, Cartridge Shuttle 565621 | . | £65.72 | 509-000397 | WUK
WFME211 | BA-IN | 0 | 0 | 0 |  | Mechanical (WF-CWE) | Valve, Cartridge Shuttle 565621 | . | £65.72 | 509-000397 | WUK
WFME212 | Bathgate | 2 | 2 | 1315.68 |  | Mechanical (WF-CWE) | Valve, CETOP 3 Flow Control | . | £657.84 | 509-000411 | WUK
WFME212 | BA-IN | 0 | 0 | 0 |  | Mechanical (WF-CWE) | Valve, CETOP 3 Flow Control | . | £657.84 | 509-000411 | WUK
WFME213 | THREE60 | 1 | 1 | 1200.5 |  | Mechanical (WF-CWE) | Valve, Proportional Pressure Relief (Preset to 260 Bar) | . | £1,200.50 | 509-000485 | WUK
WFME214 | Bathgate | 2 | 2 | 290.4 |  | Mechanical (WF-CWE) | Valve, Reducing / Relieving (Preset to 85 bar) | . | £145.20 | 509-000647 | WUK
WFME214 | HA-SKA | 1 | 1 | 145.2 |  | Mechanical (WF-CWE) | Valve, Reducing / Relieving (Preset to 85 bar) | . | £145.20 | 509-000647 | WUK
WFME214 | THREE60 | 1 | 1 | 145.2 |  | Mechanical (WF-CWE) | Valve, Reducing / Relieving (Preset to 85 bar) | . | £145.20 | 509-000647 | WUK
WFME214 | BA-IN | 0 | 0 | 0 |  | Mechanical (WF-CWE) | Valve, Reducing / Relieving (Preset to 85 bar) | . | £145.20 | 509-000647 | WUK
WFME215 | Bathgate | 3 | 3 | 378.12 |  | Mechanical (WF-CWE) | Valve, Thermal Bypass 38 deg Shift / 52 deg Full | . | £126.04 | 509-000278 | WUK
WFME215 | BA-IN | 0 | 0 | 0 |  | Mechanical (WF-CWE) | Valve, Thermal Bypass 38 deg Shift / 52 deg Full | . | £126.04 | 509-000278 | WUK
WFME216 | Bathgate | 12 | 12 | 62.04 |  | Mechanical (WF-CWE) | V-Ring Seal | . | £5.17 | 5-0351 | WUK
WFME216 | BA-IN | 0 | 0 | 0 |  | Mechanical (WF-CWE) | V-Ring Seal | . | £5.17 | 5-0351 | WUK
WFME217 | Bathgate | 0 | 0 | 0 |  | Mechanical (WF-CWE) | Windflow Service Kit - Class 1 | . | £2,013.91 | WIN-0026 | WUK
WFME217 | HA-SKA | 5 | 5 | 10069.55 |  | Mechanical (WF-CWE) | Windflow Service Kit - Class 1 | . | £2,013.91 | WIN-0026 | WUK
WFME217 | THREE60 | 1 | 1 | 2013.91 |  | Mechanical (WF-CWE) | Windflow Service Kit - Class 1 | . | £2,013.91 | WIN-0026 | WUK
WFME217 | BA-IN | 0 | 0 | 0 |  | Mechanical (WF-CWE) | Windflow Service Kit - Class 1 | . | £2,013.91 | WIN-0026 | WUK
WFME217 | BA-OUT | 0 | 0 | 0 |  | Mechanical (WF-CWE) | Windflow Service Kit - Class 1 | . | £2,013.91 | WIN-0026 | WUK
WFME218 | Bathgate | 6 | 6 | 586.68 |  | Mechanical (WF-CWE) | Windflow Service Kit - Class 1 - 12M Extras | . | £97.78 | WIN-0027 | WUK
WFME218 | HA-SKA | 3 | 3 | 293.34 |  | Mechanical (WF-CWE) | Windflow Service Kit - Class 1 - 12M Extras | . | £97.78 | WIN-0027 | WUK
WFME218 | THREE60 | 3 | 3 | 293.34 |  | Mechanical (WF-CWE) | Windflow Service Kit - Class 1 - 12M Extras | . | £97.78 | WIN-0027 | WUK
WFME218 | BA-IN | 0 | 0 | 0 |  | Mechanical (WF-CWE) | Windflow Service Kit - Class 1 - 12M Extras | . | £97.78 | WIN-0027 | WUK
WFME219 | Bathgate | 1 | 1 | 114 |  | Mechanical (WF-CWE) | WIRE ROPE, Ø5 mm, GALV | . | £114.00 | 594-000484 | WUK
WFME219 | BA-IN | 0 | 0 | 0 |  | Mechanical (WF-CWE) | WIRE ROPE, Ø5 mm, GALV | . | £114.00 | 594-000484 | WUK
WFME22 | Bathgate | 0 | 0 | 0 |  | Mechanical (WF-CWE) | Bladder, 4 L Accumulator | . | £138.46 | 509-000207 | WUK
WFME22 | BA-IN | 0 | 0 | 0 |  | Mechanical (WF-CWE) | Bladder, 4 L Accumulator | . | £138.46 | 509-000207 | WUK
WFME220 | Bathgate | 2 | 2 | 346.4 |  | Mechanical (WF-CWE) | Ladder W=470mm, NL=1575mm (part of 530-000179) | . | £173.20 | WIN-0016 | WUK
WFME220 | HA-SKA | 1 | 1 | 173.2 |  | Mechanical (WF-CWE) | Ladder W=470mm, NL=1575mm (part of 530-000179) | . | £173.20 | WIN-0016 | WUK
WFME220 | THREE60 | 2 | 2 | 346.4 |  | Mechanical (WF-CWE) | Ladder W=470mm, NL=1575mm (part of 530-000179) | . | £173.20 | WIN-0016 | WUK
WFME220 | BA-IN | 0 | 0 | 0 |  | Mechanical (WF-CWE) | Ladder W=470mm, NL=1575mm (part of 530-000179) | . | £173.20 | WIN-0016 | WUK
WFME23 | Bathgate | 3 | 3 | 0 |  | Mechanical (WF-CWE) | Breather Filler Caps | . | £0.00 | 509-000280 | WUK
WFME23 | BA-IN | 0 | 0 | 0 |  | Mechanical (WF-CWE) | Breather Filler Caps | . | £0.00 | 509-000280 | WUK
WFME24 | Bathgate | 6 | 6 | 47.58 |  | Mechanical (WF-CWE) | BREATHER, 1/2" BSPP, NO PRESSURE | . | £7.93 | 506-000231 | WUK
WFME24 | BA-IN | 0 | 0 | 0 |  | Mechanical (WF-CWE) | BREATHER, 1/2" BSPP, NO PRESSURE | . | £7.93 | 506-000231 | WUK
WFME25 | Bathgate | 16 | 16 | 772.32 |  | Mechanical (WF-CWE) | Brush | . | £48.27 | 5-2010 | WUK
WFME26 | Bathgate | 7 | 7 | 643.93 |  | Mechanical (WF-CWE) | Brush Holder | . | £91.99 | 5-2009 | WUK
WFME26 | BA-IN | 0 | 0 | 0 |  | Mechanical (WF-CWE) | Brush Holder | . | £91.99 | 5-2009 | WUK
WFME27 | Bathgate | 2 | 2 | 656.74 |  | Mechanical (WF-CWE) | Bump Stop, Teeter | . | £328.37 | 503-000131 | WUK
WFME27 | BA-IN | 0 | 0 | 0 |  | Mechanical (WF-CWE) | Bump Stop, Teeter | . | £328.37 | 503-000131 | WUK
WFME274 | Bathgate | 3 | 3 | 142.8 |  | Mechanical (WF-CWE) | Coupling Half, 7/8" ID x 85 OD x 34 Pump Side | . | £47.60 | 509-000383 | WUK
WFME274 | BA-IN | 0 | 0 | 0 |  | Mechanical (WF-CWE) | Coupling Half, 7/8" ID x 85 OD x 34 Pump Side | . | £47.60 | 509-000383 | WUK
WFME275 | Bathgate | 1 | 1 | 455.14 |  | Mechanical (WF-CWE) | Filter Assembly 10 um Low Pressure 6 bar Bypass Clog Sensor | . | £455.14 | 509-000100 | WUK
WFME275 | HA-SKA | 1 | 1 | 455.14 |  | Mechanical (WF-CWE) | Filter Assembly 10 um Low Pressure 6 bar Bypass Clog Sensor | . | £455.14 | 509-000100 | WUK
WFME275 | THREE60 | 1 | 1 | 455.14 |  | Mechanical (WF-CWE) | Filter Assembly 10 um Low Pressure 6 bar Bypass Clog Sensor | . | £455.14 | 509-000100 | WUK
WFME275 | BA-IN | 0 | 0 | 0 |  | Mechanical (WF-CWE) | Filter Assembly 10 um Low Pressure 6 bar Bypass Clog Sensor | . | £455.14 | 509-000100 | WUK
WFME277 | Bathgate | 2 | 2 | 1252.12 |  | Mechanical (WF-CWE) | Bearing Attachment Plate | . | £626.06 | 503-000086 | WUK
WFME277 | BA-IN | 0 | 0 | 0 |  | Mechanical (WF-CWE) | Bearing Attachment Plate | . | £626.06 | 503-000086 | WUK
WFME278 | Bathgate | 4 | 4 | 173.68 |  | Mechanical (WF-CWE) | Kit, Filter Repair E RFM 160 G 1.0 | . | £43.42 | 20532 | WUK
WFME278 | BA-IN | 0 | 0 | 0 |  | Mechanical (WF-CWE) | Kit, Filter Repair E RFM 160 G 1.0 | . | £43.42 | 20532 | WUK
WFME279 | Bathgate | 2 | 2 | 26.68 |  | Mechanical (WF-CWE) | Kit, Filter Repair E RFM 165 G 1.0 | . | £13.34 | 509-000328 | WUK
WFME279 | BA-IN | 0 | 0 | 0 |  | Mechanical (WF-CWE) | Kit, Filter Repair E RFM 165 G 1.0 | . | £13.34 | 509-000328 | WUK
WFME28 | Bathgate | 4 | 4 | 1191.68 |  | Mechanical (WF-CWE) | Bush, Hub Slot | . | £297.92 | 503-000140 | WUK
WFME28 | BA-IN | 0 | 0 | 0 |  | Mechanical (WF-CWE) | Bush, Hub Slot | . | £297.92 | 503-000140 | WUK
WFME280 | Bathgate | 0 | 0 | 0 |  | Mechanical (WF-CWE) | Kit, Roller Clutch | . | £2,406.86 | 513-000037 | WUK
WFME280 | BA-IN | 0 | 0 | 0 |  | Mechanical (WF-CWE) | Kit, Roller Clutch | . | £2,406.86 | 513-000037 | WUK
WFME280 | NX65 UVY | 1 | 1 | 2406.86 |  | Mechanical (WF-CWE) | Kit, Roller Clutch | . | £2,406.86 | 513-000037 | WUK
WFME29 | Bathgate | 11 | 11 | 120.23 |  | Mechanical (WF-CWE) | Cabinet Air Filter Assembly, 120mm | . | £10.93 | 5-9526 | WUK
WFME29 | BA-IN | 0 | 0 | 0 |  | Mechanical (WF-CWE) | Cabinet Air Filter Assembly, 120mm | . | £10.93 | 5-9526 | WUK
WFME30 | Bathgate | 158 | 158 | 192.76 |  | Mechanical (WF-CWE) | Cabinet Air Filter Replacement, 120mm x 120mm x 6 mm Reticulated Polyfoam Type AW 20 PPI | . | £1.22 | 5-9609 | WUK
WFME30 | HA-SKA | 8 | 8 | 9.76 |  | Mechanical (WF-CWE) | Cabinet Air Filter Replacement, 120mm x 120mm x 6 mm Reticulated Polyfoam Type AW 20 PPI | . | £1.22 | 5-9609 | WUK
WFME30 | THREE60 | 8 | 8 | 9.76 |  | Mechanical (WF-CWE) | Cabinet Air Filter Replacement, 120mm x 120mm x 6 mm Reticulated Polyfoam Type AW 20 PPI | . | £1.22 | 5-9609 | WUK
WFME30 | BA-IN | 0 | 0 | 0 |  | Mechanical (WF-CWE) | Cabinet Air Filter Replacement, 120mm x 120mm x 6 mm Reticulated Polyfoam Type AW 20 PPI | . | £1.22 | 5-9609 | WUK
WFME31 | Bathgate | 1 | 1 | 43.2 |  | Mechanical (WF-CWE) | Cable gland 50mm metal | . | £43.20 | 5-2157 | WUK
WFME31 | BA-IN | 0 | 0 | 0 |  | Mechanical (WF-CWE) | Cable gland 50mm metal | . | £43.20 | 5-2157 | WUK
WFME32 | Bathgate | 6 | 6 | 50.46 |  | Mechanical (WF-CWE) | Cable Mounting Block 3 x 13 to 32 dia | . | £8.41 | 5-1935 | WUK
WFME32 | BA-IN | 0 | 0 | 0 |  | Mechanical (WF-CWE) | Cable Mounting Block 3 x 13 to 32 dia | . | £8.41 | 5-1935 | WUK
WFME33 | Bathgate | 6 | 6 | 57.06 |  | Mechanical (WF-CWE) | Cable Mounting Block 4 x 13 to 32 dia | . | £9.51 | 5-1936 | WUK
WFME33 | BA-IN | 0 | 0 | 0 |  | Mechanical (WF-CWE) | Cable Mounting Block 4 x 13 to 32 dia | . | £9.51 | 5-1936 | WUK
WFME34 | Bathgate | 4 | 4 | 199.2 |  | Mechanical (WF-CWE) | Coupling Half, 38 ID x 85 OD x 77 Motor Side | . | £49.80 | 509-000381 | WUK
WFME34 | BA-IN | 0 | 0 | 0 |  | Mechanical (WF-CWE) | Coupling Half, 38 ID x 85 OD x 77 Motor Side | . | £49.80 | 509-000381 | WUK
WFME35 | Bathgate | 2 | 2 | 45.1 |  | Mechanical (WF-CWE) | Coupling Spider, Polyurethane | . | £22.55 | 509-000382 | WUK
WFME35 | LTS | 0 | 0 | 0 |  | Mechanical (WF-CWE) | Coupling Spider, Polyurethane | . | £22.55 | 509-000382 | WUK
WFME35 | THREE60 | 1 | 1 | 22.55 |  | Mechanical (WF-CWE) | Coupling Spider, Polyurethane | . | £22.55 | 509-000382 | WUK
WFME35 | BA-IN | 0 | 0 | 0 |  | Mechanical (WF-CWE) | Coupling Spider, Polyurethane | . | £22.55 | 509-000382 | WUK
WFME36 | Bathgate | 5 | 5 | 211.55 |  | Mechanical (WF-CWE) | Coupling, Elastic | . | £42.31 | 5-0675 | WUK
WFME36 | BA-IN | 0 | 0 | 0 |  | Mechanical (WF-CWE) | Coupling, Elastic | . | £42.31 | 5-0675 | WUK
WFME37 | Bathgate | 1 | 1 | 15.56 |  | Mechanical (WF-CWE) | Coupling, Suction 1-5/8" UNO 90 Deg Positional | . | £15.56 | 509-000387 | WUK
WFME37 | BA-IN | 0 | 0 | 0 |  | Mechanical (WF-CWE) | Coupling, Suction 1-5/8" UNO 90 Deg Positional | . | £15.56 | 509-000387 | WUK
WFME38 | Bathgate | 1 | 1 | 3532.08 |  | Mechanical (WF-CWE) | Cylinder, Pitch Actuator | . | £3,532.08 | 509-000670 | WUK
WFME38 | BA-IN | 0 | 0 | 0 |  | Mechanical (WF-CWE) | Cylinder, Pitch Actuator | . | £3,532.08 | 509-000670 | WUK
WFME39 | Bathgate | 3 | 3 | 0 |  | Mechanical (WF-CWE) | Door Seal - Per Metre | . | £0.00 | 594-000126 | WUK
WFME39 | BA-IN | 0 | 0 | 0 |  | Mechanical (WF-CWE) | Door Seal - Per Metre | . | £0.00 | 594-000126 | WUK
WFME40 | Bathgate | 20 | 20 | 42 |  | Mechanical (WF-CWE) | Dowel Pin Solid 16mm x 50mm | . | £2.10 | 5-9404 | WUK
WFME40 | BA-IN | 0 | 0 | 0 |  | Mechanical (WF-CWE) | Dowel Pin Solid 16mm x 50mm | . | £2.10 | 5-9404 | WUK
WFME41 | Bathgate | 84 | 84 | 0 |  | Mechanical (WF-CWE) | Dowty Seal 1/2" | . | £0.00 | 509-000213 | WUK
WFME41 | BA-IN | 0 | 0 | 0 |  | Mechanical (WF-CWE) | Dowty Seal 1/2" | . | £0.00 | 509-000213 | WUK
WFME42 | Bathgate | 8 | 8 | 0 |  | Mechanical (WF-CWE) | Dowty Seal 1/4" | . | £0.00 | 509-000211 | WUK
WFME42 | THREE60 | 1 | 1 | 0 |  | Mechanical (WF-CWE) | Dowty Seal 1/4" | . | £0.00 | 509-000211 | WUK
WFME42 | BA-IN | 0 | 0 | 0 |  | Mechanical (WF-CWE) | Dowty Seal 1/4" | . | £0.00 | 509-000211 | WUK
WFME43 | Bathgate | 2 | 2 | 1.24 |  | Mechanical (WF-CWE) | Dowty Seal 1/8" | . | £0.62 | 509-000255 | WUK
WFME43 | BA-IN | 0 | 0 | 0 |  | Mechanical (WF-CWE) | Dowty Seal 1/8" | . | £0.62 | 509-000255 | WUK
WFME44 | Bathgate | 13 | 13 | 0 |  | Mechanical (WF-CWE) | Dowty Seal 3/4" | . | £0.00 | 509-000214 | WUK
WFME44 | THREE60 | 1 | 1 | 0 |  | Mechanical (WF-CWE) | Dowty Seal 3/4" | . | £0.00 | 509-000214 | WUK
WFME44 | BA-IN | 0 | 0 | 0 |  | Mechanical (WF-CWE) | Dowty Seal 3/4" | . | £0.00 | 509-000214 | WUK
WFME45 | Bathgate | 2 | 2 | 0.5 |  | Mechanical (WF-CWE) | Dowty Seal 3/8" | . | £0.25 | 509-000212 | WUK
WFME45 | THREE60 | 1 | 1 | 0.25 |  | Mechanical (WF-CWE) | Dowty Seal 3/8" | . | £0.25 | 509-000212 | WUK
WFME45 | BA-IN | 0 | 0 | 0 |  | Mechanical (WF-CWE) | Dowty Seal 3/8" | . | £0.25 | 509-000212 | WUK
WFME46 | Bathgate | 1 | 1 | 79.98 |  | Mechanical (WF-CWE) | Drive End bearing for Cummins Generator | . | £79.98 | 5-1415 | WUK
WFME46 | BA-IN | 0 | 0 | 0 |  | Mechanical (WF-CWE) | Drive End bearing for Cummins Generator | . | £79.98 | 5-1415 | WUK
WFME47 | Bathgate | 1 | 1 | 7.39 |  | Mechanical (WF-CWE) | ELBOW 90 DEG, 3/8" BSP TO 10 mm TUBING PUSH LOCK, MF | . | £7.39 | 509-001004 | WUK
WFME47 | BA-IN | 0 | 0 | 0 |  | Mechanical (WF-CWE) | ELBOW 90 DEG, 3/8" BSP TO 10 mm TUBING PUSH LOCK, MF | . | £7.39 | 509-001004 | WUK
WFME48 | Bathgate | 1 | 1 | 0 |  | Mechanical (WF-CWE) | ELBOW, 13/16" ORFS POSITIONAL FM | . | £0.00 | 509-000433 | WUK
WFME48 | BA-IN | 0 | 0 | 0 |  | Mechanical (WF-CWE) | ELBOW, 13/16" ORFS POSITIONAL FM | . | £0.00 | 509-000433 | WUK
WFME49 | Bathgate | 2 | 2 | 0 |  | Mechanical (WF-CWE) | ELBOW, 1-3/16" ORFSM to 1-3/16" ORFSF SWIVEL 90 DEG | . | £0.00 | 509-000550 | WUK
WFME49 | BA-IN | 0 | 0 | 0 |  | Mechanical (WF-CWE) | ELBOW, 1-3/16" ORFSM to 1-3/16" ORFSF SWIVEL 90 DEG | . | £0.00 | 509-000550 | WUK
WFME50 | Bathgate | 1 | 1 | 0 |  | Mechanical (WF-CWE) | ELBOW, 1-7/16 ORFSM TO 1-7/16 ORFSF SWIVEL | . | £0.00 | 509-000488 | WUK
WFME50 | BA-IN | 0 | 0 | 0 |  | Mechanical (WF-CWE) | ELBOW, 1-7/16 ORFSM TO 1-7/16 ORFSF SWIVEL | . | £0.00 | 509-000488 | WUK
WFME51 | Bathgate | 1 | 1 | 0 |  | Mechanical (WF-CWE) | ELBOW, 3/4" BSP TO 1-3/16" ORFS POSTIONAL 90° MM | . | £0.00 | 509-000430 | WUK
WFME51 | BA-IN | 0 | 0 | 0 |  | Mechanical (WF-CWE) | ELBOW, 3/4" BSP TO 1-3/16" ORFS POSTIONAL 90° MM | . | £0.00 | 509-000430 | WUK
WFME52 | Bathgate | 1 | 1 | 403.78 |  | Mechanical (WF-CWE) | Encoder, Rotary Absolute Multiturn SSI Blind Hollow 15mm | . | £403.78 | 515-000149 | WUK
WFME52 | BA-IN | 0 | 0 | 0 |  | Mechanical (WF-CWE) | Encoder, Rotary Absolute Multiturn SSI Blind Hollow 15mm | . | £403.78 | 515-000149 | WUK
WFME53 | Bathgate | 6 | 6 | 1094.52 |  | Mechanical (WF-CWE) | Filter Assembly 5 um Return Line | . | £182.42 | 5-0914 | WUK
WFME53 | THREE60 | 1 | 1 | 182.42 |  | Mechanical (WF-CWE) | Filter Assembly 5 um Return Line | . | £182.42 | 5-0914 | WUK
WFME53 | BA-IN | 0 | 0 | 0 |  | Mechanical (WF-CWE) | Filter Assembly 5 um Return Line | . | £182.42 | 5-0914 | WUK
WFME54 | Bathgate | 2 | 2 | 648.96 |  | Mechanical (WF-CWE) | Filter Assembly, 5 um High Pressure 6 bar Bypass Clog Sensor | . | £324.48 | 509-000319 | WUK
WFME54 | BA-IN | 0 | 0 | 0 |  | Mechanical (WF-CWE) | Filter Assembly, 5 um High Pressure 6 bar Bypass Clog Sensor | . | £324.48 | 509-000319 | WUK
WFME55 | Bathgate | 1 | 1 | 233.28 |  | Mechanical (WF-CWE) | Filter Bowl, LF330 | . | £233.28 | 506-000105 | WUK
WFME55 | BA-IN | 0 | 0 | 0 |  | Mechanical (WF-CWE) | Filter Bowl, LF330 | . | £233.28 | 506-000105 | WUK
WFME56 | Bathgate | 4 | 4 | 253.44 |  | Mechanical (WF-CWE) | Filter Element, 10 um 0110 | . | £63.36 | 5-0957 | WUK
WFME56 | HA-SKA | 1 | 1 | 63.36 |  | Mechanical (WF-CWE) | Filter Element, 10 um 0110 | . | £63.36 | 5-0957 | WUK
WFME56 | THREE60 | 1 | 1 | 63.36 |  | Mechanical (WF-CWE) | Filter Element, 10 um 0110 | . | £63.36 | 5-0957 | WUK
WFME56 | BA-IN | 0 | 0 | 0 |  | Mechanical (WF-CWE) | Filter Element, 10 um 0110 | . | £63.36 | 5-0957 | WUK
WFME56 | CV19 EEJ | 0 | 0 | 0 |  | Mechanical (WF-CWE) | Filter Element, 10 um 0110 | . | £63.36 | 5-0957 | WUK
WFME57 | Bathgate | 7 | 7 | 969.5 |  | Mechanical (WF-CWE) | Filter Element, 10 um 0240 | . | £138.50 | 5-0956 | WUK
WFME57 | HA-SKA | 1 | 1 | 138.5 |  | Mechanical (WF-CWE) | Filter Element, 10 um 0240 | . | £138.50 | 5-0956 | WUK
WFME57 | BA-IN | 0 | 0 | 0 |  | Mechanical (WF-CWE) | Filter Element, 10 um 0240 | . | £138.50 | 5-0956 | WUK
WFME57 | CV19 EEJ | 0 | 0 | 0 |  | Mechanical (WF-CWE) | Filter Element, 10 um 0240 | . | £138.50 | 5-0956 | WUK
WFME58 | Bathgate | 9 | 9 | 1209.78 |  | Mechanical (WF-CWE) | Filter Element, 3 micron 0660 | . | £134.42 | 506-000107 | WUK
WFME58 | HA-SKA | 1 | 1 | 134.42 |  | Mechanical (WF-CWE) | Filter Element, 3 micron 0660 | . | £134.42 | 506-000107 | WUK
WFME58 | THREE60 | 1 | 1 | 134.42 |  | Mechanical (WF-CWE) | Filter Element, 3 micron 0660 | . | £134.42 | 506-000107 | WUK
WFME58 | BA-IN | 0 | 0 | 0 |  | Mechanical (WF-CWE) | Filter Element, 3 micron 0660 | . | £134.42 | 506-000107 | WUK
WFME58 | CV19 EEJ | 1 | 1 | 134.42 |  | Mechanical (WF-CWE) | Filter Element, 3 micron 0660 | . | £134.42 | 506-000107 | WUK
WFME59 | Bathgate | 1 | 1 | 38.08 |  | Mechanical (WF-CWE) | Filter Element, 5 um 0110 | . | £38.08 | 5-0955 | WUK
WFME59 | HA-SKA | 1 | 1 | 38.08 |  | Mechanical (WF-CWE) | Filter Element, 5 um 0110 | . | £38.08 | 5-0955 | WUK
WFME59 | THREE60 | 1 | 1 | 38.08 |  | Mechanical (WF-CWE) | Filter Element, 5 um 0110 | . | £38.08 | 5-0955 | WUK
WFME59 | BA-IN | 0 | 0 | 0 |  | Mechanical (WF-CWE) | Filter Element, 5 um 0110 | . | £38.08 | 5-0955 | WUK
WFME59 | CV19 EEJ | 0 | 0 | 0 |  | Mechanical (WF-CWE) | Filter Element, 5 um 0110 | . | £38.08 | 5-0955 | WUK
WFME60 | Bathgate | 8 | 8 | 652.48 |  | Mechanical (WF-CWE) | Filter Element, 5 um 0165 | . | £81.56 | 5-0959 | WUK
WFME60 | HA-SKA | 1 | 1 | 81.56 |  | Mechanical (WF-CWE) | Filter Element, 5 um 0165 | . | £81.56 | 5-0959 | WUK
WFME60 | THREE60 | 0 | 0 | 0 |  | Mechanical (WF-CWE) | Filter Element, 5 um 0165 | . | £81.56 | 5-0959 | WUK
WFME60 | BA-IN | 0 | 0 | 0 |  | Mechanical (WF-CWE) | Filter Element, 5 um 0165 | . | £81.56 | 5-0959 | WUK
WFME60 | CV19 EEJ | 0 | 0 | 0 |  | Mechanical (WF-CWE) | Filter Element, 5 um 0165 | . | £81.56 | 5-0959 | WUK
WFME61 | Bathgate | 5 | 5 | 466.5 |  | Mechanical (WF-CWE) | Filter Element, 5 um 0210 | . | £93.30 | 509-000743 | WUK
WFME61 | BA-IN | 0 | 0 | 0 |  | Mechanical (WF-CWE) | Filter Element, 5 um 0210 | . | £93.30 | 509-000743 | WUK
WFME62 | Bathgate | 3 | 3 | 203.97 |  | Mechanical (WF-CWE) | Filter Element, 5 um 0240 | . | £67.99 | 509-000742 | WUK
WFME62 | BA-IN | 0 | 0 | 0 |  | Mechanical (WF-CWE) | Filter Element, 5 um 0240 | . | £67.99 | 509-000742 | WUK
WFME63 | HA-SKA | 4 | 4 | 1789.2 |  | Mechanical (WF-CWE) | Filter Element, Tower Door | . | £447.30 | 530-000145 | WUK
WFME63 | THREE60 | 2 | 2 | 894.6 |  | Mechanical (WF-CWE) | Filter Element, Tower Door | . | £447.30 | 530-000145 | WUK
WFME64 | Bathgate | 7 | 7 | 139.93 |  | Mechanical (WF-CWE) | Fire Extinguisher Dry Powder - 1Kg | . | £19.99 | 5-9434 | WUK
WFME64 | BA-IN | 0 | 0 | 0 |  | Mechanical (WF-CWE) | Fire Extinguisher Dry Powder - 1Kg | . | £19.99 | 5-9434 | WUK
WFME65 | Bathgate | 1 | 1 | 18.73 |  | Mechanical (WF-CWE) | Fitting, 7/16 UNF O-ring Test Point | . | £18.73 | 509-000459 | WUK
WFME65 | BA-IN | 0 | 0 | 0 |  | Mechanical (WF-CWE) | Fitting, 7/16 UNF O-ring Test Point | . | £18.73 | 509-000459 | WUK
WFME66 | Bathgate | 35 | 35 | 845.6 |  | Mechanical (WF-CWE) | Friction shim output shaft | . | £24.16 | 506-000112 | WUK
WFME66 | BA-IN | 0 | 0 | 0 |  | Mechanical (WF-CWE) | Friction shim output shaft | . | £24.16 | 506-000112 | WUK
WFME67 | Bathgate | 2 | 2 | 16.46 |  | Mechanical (WF-CWE) | Front Cover Cap Gasket | . | £8.23 | 506-000171 | WUK
WFME67 | BA-IN | 0 | 0 | 0 |  | Mechanical (WF-CWE) | Front Cover Cap Gasket | . | £8.23 | 506-000171 | WUK
WFME68 | Bathgate | 3 | 3 | 15.75 |  | Mechanical (WF-CWE) | Front Pallet Oil Tank Gasket | . | £5.25 | 5-0668 | WUK
WFME68 | BA-IN | 0 | 0 | 0 |  | Mechanical (WF-CWE) | Front Pallet Oil Tank Gasket | . | £5.25 | 5-0668 | WUK
WFME69 | Bathgate | 10 | 10 | 477.5 |  | Mechanical (WF-CWE) | Front Trail Hinge Bearing Spacer | . | £47.75 | 5-0380 (REV2) | WUK
WFME69 | BA-IN | 0 | 0 | 0 |  | Mechanical (WF-CWE) | Front Trail Hinge Bearing Spacer | . | £47.75 | 5-0380 (REV2) | WUK
WFME70 | Bathgate | 10 | 10 | 89.5 |  | Mechanical (WF-CWE) | GAS VALVE INSERT NBR Accumulator Spare Part | . | £8.95 | WIN-0020 | WUK
WFME70 | BA-IN | 0 | 0 | 0 |  | Mechanical (WF-CWE) | GAS VALVE INSERT NBR Accumulator Spare Part | . | £8.95 | WIN-0020 | WUK
WFME71 | Bathgate | 22 | 22 | 270.38 |  | Mechanical (WF-CWE) | Gasket Gearbox Lube Pump | . | £12.29 | 509-000279 | WUK
WFME71 | BA-IN | 0 | 0 | 0 |  | Mechanical (WF-CWE) | Gasket Gearbox Lube Pump | . | £12.29 | 509-000279 | WUK
WFME72 | Bathgate | 3 | 3 | 27.48 |  | Mechanical (WF-CWE) | Gasket, Dia 300 Bell Housing | . | £9.16 | 509-000422 | WUK
WFME72 | BA-IN | 0 | 0 | 0 |  | Mechanical (WF-CWE) | Gasket, Dia 300 Bell Housing | . | £9.16 | 509-000422 | WUK
WFME73 | Bathgate | 2 | 2 | 24.5 |  | Mechanical (WF-CWE) | Gasket, HPU Bellhousing | . | £12.25 | 5-0926 | WUK
WFME73 | BA-IN | 0 | 0 | 0 |  | Mechanical (WF-CWE) | Gasket, HPU Bellhousing | . | £12.25 | 5-0926 | WUK
WFME74 | Bathgate | 0 | 0 | 0 |  | Mechanical (WF-CWE) | * DO NOT USE - SEE WFME75 * Gasket, HPU Lid Rubber | . | £27.67 | 509-000376 | WUK
WFME74 | BA-IN | 0 | 0 | 0 |  | Mechanical (WF-CWE) | * DO NOT USE - SEE WFME75 * Gasket, HPU Lid Rubber | . | £27.67 | 509-000376 | WUK
WFME75 | Bathgate | 3 | 3 | 113.43 |  | Mechanical (WF-CWE) | Gasket, HPU Lid Rubber | . | £37.81 | 509-000831 | WUK
WFME75 | BA-IN | 0 | 0 | 0 |  | Mechanical (WF-CWE) | Gasket, HPU Lid Rubber | . | £37.81 | 509-000831 | WUK
WFME76 | Bathgate | 2 | 2 | 44.8 |  | Mechanical (WF-CWE) | Gasket, HPU Motor Mounting Plate | . | £22.40 | 509-000385 | WUK
WFME76 | BA-IN | 0 | 0 | 0 |  | Mechanical (WF-CWE) | Gasket, HPU Motor Mounting Plate | . | £22.40 | 509-000385 | WUK
WFME77 | Bathgate | 2 | 2 | 18.62 |  | Mechanical (WF-CWE) | Gasket, HPU Pump Plate | . | £9.31 | 5-0927 | WUK
WFME77 | BA-IN | 0 | 0 | 0 |  | Mechanical (WF-CWE) | Gasket, HPU Pump Plate | . | £9.31 | 5-0927 | WUK
WFME78 | Bathgate | 1 | 1 | 10.21 |  | Mechanical (WF-CWE) | Gasket, Output bearing cover cap V1 | . | £10.21 | 506-000208 | WUK
WFME78 | BA-IN | 0 | 0 | 0 |  | Mechanical (WF-CWE) | Gasket, Output bearing cover cap V1 | . | £10.21 | 506-000208 | WUK
WFME79 | Bathgate | 2 | 2 | 16.1 |  | Mechanical (WF-CWE) | Gasket, Rear Cover Cap | . | £8.05 | 506-000172 | WUK
WFME79 | BA-IN | 0 | 0 | 0 |  | Mechanical (WF-CWE) | Gasket, Rear Cover Cap | . | £8.05 | 506-000172 | WUK
WFME80 | Bathgate | 3 | 3 | 37.41 |  | Mechanical (WF-CWE) | Gasket, Top Cover Cap | . | £12.47 | 506-000173 | WUK
WFME80 | BA-IN | 0 | 0 | 0 |  | Mechanical (WF-CWE) | Gasket, Top Cover Cap | . | £12.47 | 506-000173 | WUK
WFME81 | Bathgate | 1 | 1 | 0 |  | Mechanical (WF-CWE) | HSS Key 20 x 12 | . | £0.00 | 5-1323 (REV1.1) | WUK
WFME81 | BA-IN | 0 | 0 | 0 |  | Mechanical (WF-CWE) | HSS Key 20 x 12 | . | £0.00 | 5-1323 (REV1.1) | WUK
WFME82 | Bathgate | 1 | 1 | 0 |  | Mechanical (WF-CWE) | HSS Pulley | . | £0.00 | 513-000046 | WUK
WFME82 | BA-IN | 0 | 0 | 0 |  | Mechanical (WF-CWE) | HSS Pulley | . | £0.00 | 513-000046 | WUK
WFME83 | Bathgate | 1 | 1 | 174.68 |  | Mechanical (WF-CWE) | Hub Front Slot Bush | . | £174.68 | 5-0302 | WUK
WFME83 | BA-IN | 0 | 0 | 0 |  | Mechanical (WF-CWE) | Hub Front Slot Bush | . | £174.68 | 5-0302 | WUK
WFME84 | Bathgate | 1 | 1 | 19.64 |  | Mechanical (WF-CWE) | Hub Front Slot Bush Retaining Plate | . | £19.64 | 5-0303 | WUK
WFME84 | BA-IN | 0 | 0 | 0 |  | Mechanical (WF-CWE) | Hub Front Slot Bush Retaining Plate | . | £19.64 | 5-0303 | WUK
WFME85 | Bathgate | 1 | 1 | 68.63 |  | Mechanical (WF-CWE) | Hydraulic Glanding Plate | . | £68.63 | 5-2155 | WUK
WFME85 | BA-IN | 0 | 0 | 0 |  | Mechanical (WF-CWE) | Hydraulic Glanding Plate | . | £68.63 | 5-2155 | WUK
WFME86 | Bathgate | 13 | 13 | 205.01 |  | Mechanical (WF-CWE) | ID Pitch Bearing Grease Container | . | £15.77 | 502-000229 | WUK
WFME86 | HA-SKA | 2 | 2 | 31.54 |  | Mechanical (WF-CWE) | ID Pitch Bearing Grease Container | . | £15.77 | 502-000229 | WUK
WFME86 | THREE60 | 2 | 2 | 31.54 |  | Mechanical (WF-CWE) | ID Pitch Bearing Grease Container | . | £15.77 | 502-000229 | WUK
WFME86 | BA-IN | 0 | 0 | 0 |  | Mechanical (WF-CWE) | ID Pitch Bearing Grease Container | . | £15.77 | 502-000229 | WUK
WFME86 | NX65 UVY | 4 | 4 | 63.08 |  | Mechanical (WF-CWE) | ID Pitch Bearing Grease Container | . | £15.77 | 502-000229 | WUK
WFME87 | Bathgate | 1 | 1 | 30.2 |  | Mechanical (WF-CWE) | Inlet, HPU Pump | . | £30.20 | 596-000032 | WUK
WFME87 | BA-IN | 0 | 0 | 0 |  | Mechanical (WF-CWE) | Inlet, HPU Pump | . | £30.20 | 596-000032 | WUK
WFME88 | Bathgate | 2 | 2 | 227.2 |  | Mechanical (WF-CWE) | Key, Plastic Anti-Rotation Mechanism | . | £113.60 | 503-000175 | WUK
WFME88 | BA-IN | 0 | 0 | 0 |  | Mechanical (WF-CWE) | Key, Plastic Anti-Rotation Mechanism | . | £113.60 | 503-000175 | WUK
WFME89 | Bathgate | 9 | 9 | 88.74 |  | Mechanical (WF-CWE) | Keyed Latch Lock for Electrical Cabinet | . | £9.86 | 516-000116 | WUK
WFME89 | HA-SKA | 1 | 1 | 9.86 |  | Mechanical (WF-CWE) | Keyed Latch Lock for Electrical Cabinet | . | £9.86 | 516-000116 | WUK
WFME89 | THREE60 | 1 | 1 | 9.86 |  | Mechanical (WF-CWE) | Keyed Latch Lock for Electrical Cabinet | . | £9.86 | 516-000116 | WUK
WFME89 | BA-IN | 0 | 0 | 0 |  | Mechanical (WF-CWE) | Keyed Latch Lock for Electrical Cabinet | . | £9.86 | 516-000116 | WUK
WFME90 | Bathgate | 2 | 2 | 17.84 |  | Mechanical (WF-CWE) | KM8 Locknut | . | £8.92 | 5-0354 | WUK
WFME90 | BA-IN | 0 | 0 | 0 |  | Mechanical (WF-CWE) | KM8 Locknut | . | £8.92 | 5-0354 | WUK
WFME92 | Bathgate | 2 | 2 | 202.32 |  | Mechanical (WF-CWE) | Linde Exchange Filter 0009830643 (was 0009830633 ) | . | £101.16 | 509-000744 | WUK
WFME92 | BA-IN | 0 | 0 | 0 |  | Mechanical (WF-CWE) | Linde Exchange Filter 0009830643 (was 0009830633 ) | . | £101.16 | 509-000744 | WUK
WFME93 | Bathgate | 2 | 2 | 12.12 |  | Mechanical (WF-CWE) | Line Driver Mounting Block (05631B) | . | £6.06 | 520-000126 | WUK
WFME93 | BA-IN | 0 | 0 | 0 |  | Mechanical (WF-CWE) | Line Driver Mounting Block (05631B) | . | £6.06 | 520-000126 | WUK
WFME94 | Bathgate | 10 | 10 | 505.7 |  | Mechanical (WF-CWE) | Live Oil Sample Valve | . | £50.57 | 594-000075 | WUK
WFME94 | BA-IN | 0 | 0 | 0 |  | Mechanical (WF-CWE) | Live Oil Sample Valve | . | £50.57 | 594-000075 | WUK
WFME95 | Bathgate | 1 | 1 | 4.39 |  | Mechanical (WF-CWE) | Lock nut 50mm for metal cable gland | . | £4.39 | 5-2158 | WUK
WFME95 | BA-IN | 0 | 0 | 0 |  | Mechanical (WF-CWE) | Lock nut 50mm for metal cable gland | . | £4.39 | 5-2158 | WUK
WFME96 | Bathgate | 2 | 2 | 0 |  | Mechanical (WF-CWE) | Lock Out Switch | . | £0.00 | 515-000130 | WUK
WFME96 | BA-IN | 0 | 0 | 0 |  | Mechanical (WF-CWE) | Lock Out Switch | . | £0.00 | 515-000130 | WUK
WFME98 | HA-SKA | 10 | 10 | 306 |  | Mechanical (WF-CWE) | LSS Rubber Bump Stop (PAIR) | . | £30.60 | 5-2253 | WUK
WFME98 | THREE60 | 2 | 2 | 61.2 |  | Mechanical (WF-CWE) | LSS Rubber Bump Stop (PAIR) | . | £30.60 | 5-2253 | WUK
WFME98 | Bathgate | 14 | 14 | 428.4 |  | Mechanical (WF-CWE) | LSS Rubber Bump Stop (PAIR) | . | £30.60 | 5-2253 | WUK
WFME98 | Perranporth | 0 | 0 | 0 |  | Mechanical (WF-CWE) | LSS Rubber Bump Stop (PAIR) | . | £30.60 | 5-2253 | WUK
WFME98 | BA-IN | 0 | 0 | 0 |  | Mechanical (WF-CWE) | LSS Rubber Bump Stop (PAIR) | . | £30.60 | 5-2253 | WUK
WFME99 | Bathgate | 1 | 1 | 16.45 |  | Mechanical (WF-CWE) | Lube Pump Key | . | £16.45 | 5-0678 | WUK
WFME99 | BA-IN | 0 | 0 | 0 |  | Mechanical (WF-CWE) | Lube Pump Key | . | £16.45 | 5-0678 | WUK
WFOL01 | Bathgate | 9 | 9 | 94.32 |  | Oil (WF-CWE) | Castrol Red Rubber Grease - 500g | . | £10.48 | 5-1903 | WUK
WFOL01 | BA-IN | 0 | 0 | 0 |  | Oil (WF-CWE) | Castrol Red Rubber Grease - 500g | . | £10.48 | 5-1903 | WUK
WFOL02 | Bathgate | 22 | 22 | 79.42 |  | Oil (WF-CWE) | Grease - Mobil EP2 - 390g | . | £3.61 | 5-9443 | WUK
WFOL02 | HA-SKA | 14 | 14 | 50.54 |  | Oil (WF-CWE) | Grease - Mobil EP2 - 390g | . | £3.61 | 5-9443 | WUK
WFOL02 | THREE60 | 1 | 1 | 3.61 |  | Oil (WF-CWE) | Grease - Mobil EP2 - 390g | . | £3.61 | 5-9443 | WUK
WFOL02 | BA-IN | 0 | 0 | 0 |  | Oil (WF-CWE) | Grease - Mobil EP2 - 390g | . | £3.61 | 5-9443 | WUK
WFOL02 | PP-IN | 12 | 12 | 43.32 |  | Oil (WF-CWE) | Grease - Mobil EP2 - 390g | . | £3.61 | 5-9443 | WUK
WFOL03 | Bathgate | 16 | 16 | 158.72 |  | Oil (WF-CWE) | Grease - Mobilith SHC 100 - 380g | . | £9.92 | 599-000003 | WUK
WFOL03 | HA-SKA | 1 | 1 | 9.92 |  | Oil (WF-CWE) | Grease - Mobilith SHC 100 - 380g | . | £9.92 | 599-000003 | WUK
WFOL03 | THREE60 | 1 | 1 | 9.92 |  | Oil (WF-CWE) | Grease - Mobilith SHC 100 - 380g | . | £9.92 | 599-000003 | WUK
WFOL03 | BA-IN | 0 | 0 | 0 |  | Oil (WF-CWE) | Grease - Mobilith SHC 100 - 380g | . | £9.92 | 599-000003 | WUK
WFOL03 | CV19 EEJ | 0 | 0 | 0 |  | Oil (WF-CWE) | Grease - Mobilith SHC 100 - 380g | . | £9.92 | 599-000003 | WUK
WFOL03 | NX65 UVY | 3 | 3 | 29.76 |  | Oil (WF-CWE) | Grease - Mobilith SHC 100 - 380g | . | £9.92 | 599-000003 | WUK
WFOL03 | NV67 GZS | 1 | 1 | 9.92 |  | Oil (WF-CWE) | Grease - Mobilith SHC 100 - 380g | . | £9.92 | 599-000003 | WUK
WFOL04 | Bathgate | 7 | 7 | 80.22 |  | Oil (WF-CWE) | Grease - Shell Rhodina BBZ - 380g | . | £11.46 | 5-9447 | WUK
WFOL04 | HA-SKA | 1 | 1 | 11.46 |  | Oil (WF-CWE) | Grease - Shell Rhodina BBZ - 380g | . | £11.46 | 5-9447 | WUK
WFOL04 | THREE60 | 1 | 1 | 11.46 |  | Oil (WF-CWE) | Grease - Shell Rhodina BBZ - 380g | . | £11.46 | 5-9447 | WUK
WFOL04 | BA-IN | 0 | 0 | 0 |  | Oil (WF-CWE) | Grease - Shell Rhodina BBZ - 380g | . | £11.46 | 5-9447 | WUK
WFOL05 | Bathgate | 6 | 6 | 108.78 |  | Oil (WF-CWE) | Grease - SKF LGBB2 - 420ml | . | £18.13 | 599-000004 | WUK
WFOL05 | BA-IN | 0 | 0 | 0 |  | Oil (WF-CWE) | Grease - SKF LGBB2 - 420ml | . | £18.13 | 599-000004 | WUK
WFOL06 | Bathgate | 6 | 6 | 45.72 |  | Oil (WF-CWE) | Grease, Mobil SHC 460 WT 380g | . | £7.62 | 594-000223 | WUK
WFOL06 | HA-SKA | 1 | 1 | 7.62 |  | Oil (WF-CWE) | Grease, Mobil SHC 460 WT 380g | . | £7.62 | 594-000223 | WUK
WFOL06 | THREE60 | 1 | 1 | 7.62 |  | Oil (WF-CWE) | Grease, Mobil SHC 460 WT 380g | . | £7.62 | 594-000223 | WUK
WFOL06 | BA-IN | 0 | 0 | 0 |  | Oil (WF-CWE) | Grease, Mobil SHC 460 WT 380g | . | £7.62 | 594-000223 | WUK
WFOL06 | NX65 UVY | 1 | 1 | 7.62 |  | Oil (WF-CWE) | Grease, Mobil SHC 460 WT 380g | . | £7.62 | 594-000223 | WUK
WFOL07 | Bathgate | 19 | 19 | 612.18 |  | Oil (WF-CWE) | Kluberplex AG11-462 - 450g | . | £32.22 | 594-000084 | WUK
WFOL07 | HA-SKA | 2 | 2 | 64.44 |  | Oil (WF-CWE) | Kluberplex AG11-462 - 450g | . | £32.22 | 594-000084 | WUK
WFOL07 | THREE60 | 1 | 1 | 32.22 |  | Oil (WF-CWE) | Kluberplex AG11-462 - 450g | . | £32.22 | 594-000084 | WUK
WFOL07 | BA-IN | 0 | 0 | 0 |  | Oil (WF-CWE) | Kluberplex AG11-462 - 450g | . | £32.22 | 594-000084 | WUK
WFOL08 | Bathgate | 9 | 9 | 779.58 |  | Oil (WF-CWE) | Mobil Gear Oil 600 XP 220 - 20L Pail | . | £86.62 | 5-9453 | WUK
WFOL08 | HA-SKA | 13 | 13 | 1126.06 |  | Oil (WF-CWE) | Mobil Gear Oil 600 XP 220 - 20L Pail | . | £86.62 | 5-9453 | WUK
WFOL08 | THREE60 | 3 | 3 | 259.86 |  | Oil (WF-CWE) | Mobil Gear Oil 600 XP 220 - 20L Pail | . | £86.62 | 5-9453 | WUK
WFOL08 | BA-IN | 0 | 0 | 0 |  | Oil (WF-CWE) | Mobil Gear Oil 600 XP 220 - 20L Pail | . | £86.62 | 5-9453 | WUK
WFOL09 | Bathgate | 109 | 109 | 510.12 |  | Oil (WF-CWE) | Mobil Gear Oil 600 XP 320 - Per Litre | . | £4.68 | 594-000479 | WUK
WFOL09 | HA-SKA | 375 | 375 | 1755 |  | Oil (WF-CWE) | Mobil Gear Oil 600 XP 320 - Per Litre | . | £4.68 | 594-000479 | WUK
WFOL09 | THREE60 | 160 | 160 | 748.8 |  | Oil (WF-CWE) | Mobil Gear Oil 600 XP 320 - Per Litre | . | £4.68 | 594-000479 | WUK
WFOL09 | BA-IN | 0 | 0 | 0 |  | Oil (WF-CWE) | Mobil Gear Oil 600 XP 320 - Per Litre | . | £4.68 | 594-000479 | WUK
WFOL09 | CV19 EEJ | 120 | 120 | 561.6 |  | Oil (WF-CWE) | Mobil Gear Oil 600 XP 320 - Per Litre | . | £4.68 | 594-000479 | WUK
WFOL09 | NX65 UVY | 40 | 40 | 187.2 |  | Oil (WF-CWE) | Mobil Gear Oil 600 XP 320 - Per Litre | . | £4.68 | 594-000479 | WUK
WFOL09 | NV21 OVT | 0 | 0 | 0 |  | Oil (WF-CWE) | Mobil Gear Oil 600 XP 320 - Per Litre | . | £4.68 | 594-000479 | WUK
WFOL10 | Bathgate | 5 | 5 | 365 |  | Oil (WF-CWE) | Mobil Gear Oil 600 XP 460 20 - 20L Pail | . | £73.00 | 594-000602 | WUK
WFOL10 | BA-IN | 0 | 0 | 0 |  | Oil (WF-CWE) | Mobil Gear Oil 600 XP 460 20 - 20L Pail | . | £73.00 | 594-000602 | WUK
WFOL11 | Bathgate | 11 | 11 | 166.1 |  | Oil (WF-CWE) | Oil - Castrol Power 1 10w40 Racing 4T - 1L Bottle | . | £15.10 | 594-000434 | WUK
WFOL11 | LTS | 0 | 0 | 0 |  | Oil (WF-CWE) | Oil - Castrol Power 1 10w40 Racing 4T - 1L Bottle | . | £15.10 | 594-000434 | WUK
WFOL11 | BA-IN | 0 | 0 | 0 |  | Oil (WF-CWE) | Oil - Castrol Power 1 10w40 Racing 4T - 1L Bottle | . | £15.10 | 594-000434 | WUK
WFOL12 | Bathgate | 10 | 10 | 1001.4 |  | Oil (WF-CWE) | Oil - Mobil DTE 25 - 20L Pail | . | £100.14 | 594-000176 | WUK
WFOL12 | THREE60 | 5 | 5 | 500.7 |  | Oil (WF-CWE) | Oil - Mobil DTE 25 - 20L Pail | . | £100.14 | 594-000176 | WUK
WFOL12 | BA-IN | 0 | 0 | 0 |  | Oil (WF-CWE) | Oil - Mobil DTE 25 - 20L Pail | . | £100.14 | 594-000176 | WUK
WFOL12 | NV67 GZS | 1 | 1 | 100.14 |  | Oil (WF-CWE) | Oil - Mobil DTE 25 - 20L Pail | . | £100.14 | 594-000176 | WUK
WFOL12 | Perranporth | 0 | 0 | 0 |  | Oil (WF-CWE) | Oil - Mobil DTE 25 - 20L Pail | . | £100.14 | 594-000176 | WUK
WFOL12 | NX65 UVY | 4 | 4 | 400.56 |  | Oil (WF-CWE) | Oil - Mobil DTE 25 - 20L Pail | . | £100.14 | 594-000176 | WUK
WFOL12 | NV21 OVT | 0 | 0 | 0 |  | Oil (WF-CWE) | Oil - Mobil DTE 25 - 20L Pail | . | £100.14 | 594-000176 | WUK
WFOL12 | HA-SKA | 3 | 3 | 300.42 |  | Oil (WF-CWE) | Oil - Mobil DTE 25 - 20L Pail | . | £100.14 | 594-000176 | WUK
WFYW01 | Bathgate | 2 | 2 | 11611.64 |  | Yaw (WF-CWE) | Yaw Bearing | . | £5,805.82 | 5-1100 | WUK
WFYW01 | BA-IN | 0 | 0 | 0 |  | Yaw (WF-CWE) | Yaw Bearing | . | £5,805.82 | 5-1100 | WUK